## BILL (hidden)
4BEDROOM SEMI DETACHED DUPLEX
ELEMENT Nr. 1
SUBSTRUCTURE
D20: EXCAVATING AND FILLING
A | Excavate oversite to remove vegetable soil average 150mm deep. | #REF! | m2 | 150 | #REF!
B | Excavate trenches, width exceeding 0.3m maximum | #REF! | m3 | 1200 | #REF!
deepth not exceeding 2.00m (1000mm deep)
C | Excavate pit for column bases starting from stripped level and not exceeding 1.50m deep. | #REF! | m3 | 1200 | #REF!
D | Disposal excavated materials in temporary spoil | #REF! | m3 | 400 | #REF!
heaps located at Contractor's direction for re-use
E | Filling to excavations, thickness exceeding 250mm, | #REF! | m3 | 300 | #REF!
material arising from excavations
F | Filling to make up levels, thickness exceeding | #REF! | m3 | 1900 | #REF!
250mm laterite material obtained on site
G | Filling to make up levels, thickness exceeding 150mm hardcore material obtained off site | #REF! | m2 | 1100 | #REF!
H | Level and compacting bottom of excavations | #REF! | m2 | 150 | #REF!
J | `Dieldrex 20' or other approved anti-termite treatment to surfaces of excavation and earth filling |  | m2 | 95 | 0
Plain in situ concrete (1:3:6)-19mm aggregate
K | Blinding beds,thickness not exceeding 150mm(Column Bases ) | #REF! | m3 | 22000 | #REF!
L | Foundations footing | #REF! | m3 | 22000 | #REF!
Reinforced in situ concrete (1:2:4) 19mm aggregate
M | Beds; thickness not exceeding 150mm, slope | #REF! | m3 | 30000 | #REF!
N | Column bases | #REF! | m3 | 30000 | #REF!
P | Columns | #REF! | m3 | 30000 | #REF!
step
ground beam
| Carried to collection |  |  | N | #REF!
SUBSTRUCTURE
E20: Formwork for in situ concrete
Plain vertical sawn formwork
A | Edge of beds, height not exceeding 150mm | #REF! | m | 375 | #REF!
B | Column bases 350mm high | #REF! | m2 | 2500 | #REF!
C | Columns attached to walls (4 - sides) | #REF! | m2 | 2500 | #REF!
| Sides of step | #REF!
Sides of Ground beam
Raft
E30: Reinforcement for situ concrete
High tensile bars to BS 4449, straight
D | 25mm Diamater in column | 0 | kg | 368 | 0
D | 20mm Diamater in column | #REF! | kg | 368 | #REF!
E | 16mm Diamater in column | #REF! | kg | 368 | #REF!
F | 12mm Diamater in Columns base | 0 | kg | 368 | 0
G | 10mm Diamater in Stirrups | #REF! | kg | 368 | #REF!
Fabric Reinforcement
BRC mesh fabric reinforcement to BS 4483 ref: Nr. A142
weighing 2.22kg/m2 laid with and including 300mm side
and end laps (measured net with no allowance for laps)
H | Floor slab | #REF! | m2 | 1000 | #REF!
F10: Brick/Block walling
Sandcrete blockwork in stretcher bond bedded In
cement and sand mortar mix (1:6) flush pointed,
filed solid lean concrete
J | Walls, 255mm thick vertical | #REF! | m2 | 4000 | #REF!
Damp Proof Membrane
K | Polythene sheeting, visqueen 1000 guage laid on compacted
| hardcore | #REF! | m2 | 180 | #REF!
| Carried to collection |  |  | N | #REF!
Collection
| Page /1 |  |  | #REF!
| Page /2 |  |  | #REF!
SUBSTRUCTURE
| CARRIED TO SUMMARY |  |  | N | #REF!
ELEMENT Nr. 2
FRAMES
E10: In situ concrete
A | Columns | #REF! | m3 | 30000 | #REF!
B | Beams | #REF! | m3 | 30000 | #REF!
E20: Formwork for in situ concrete
Plain vertical sawn formwork
C | Columns attached to walls (4 sides) | #REF! | m2 | 2500 | #REF!
D | Beams attached to slabs (3 sides) | #REF! | m2 | 2500 | #REF!
E30: Reinforcement for in situ concrete
High tensile bars to BS 4449 straight.
E | 25mm Diameter |  | kg | 368 | 0
E | 20mm Diameter | #REF! | kg | 368 | #REF!
F | 16mm ditto | #REF! | kg | 368 | #REF!
G | 12mm Diameter |  | kg | 368 | 0
H | 10mm ditto | #REF! | kg | 368 | #REF!
FRAME
| CARRIED TO SUMMARY |  |  | N | #REF!
ELEMENT Nr. 3
E10: HOLLOW POT
Ref CP2 suspended floor system with ribbed clay pots size L400xH165xW250mm ribbed velox beam unit as pots laid in rows on beam units, reinforced in-situ concrete grade 20 filling to beam and 50mm overall topping on pots; BRC ref 142 mesh top layer reinforcement
A | Suspended floor slab | 0 | m2 | 9500 | 0
E30: Reinforcement to BS 4449
| concrete slab | #REF! | m3 | 30000 | #REF!
High yield deformed bars to BS 4449 in suspended slab
B | 12mm diameter bar | #REF! | kg | 368 | #REF!
E20: Formwork for in situ concrete
Plain vertical sawn formwork to the following
C | Edges of suspended slabs, height 150mm |  | m | 450 | 0
Plain sawn formwork comprises of vertical struct and
runners
Sawn formwork to:
D | Horizontal soffit of suspended floor slab +props | #REF! | m2 | 3000 | #REF!
E | Edge of suspended floor slab 250mm wide | #REF! | m | 500 | #REF!
UPPER FLOORS
| CARRIED TO SUMMARY |  |  | N | #REF!
ELEMENT Nr. 4
STAIRCASES
E10: In situ concrete
Reinforcement in situ concrete (1:2:4)-19mm aggregate
A | Staircases | #REF! | m3 | 30000 | #REF!
B | Landings + beam | 0 | m3 | 30000 | 0
E20: Formwork for in situ concrete
Plain vertical sawn formwork:
C | Sloping soffit of staircase | #REF! | m2 | 2500 | #REF!
D | Landing of staircases | #REF! | m2 | 2500 | #REF!
E | Sides of staircases including cutting and fitting to risers. | #REF! | m2 | 2500 | #REF!
F | Risers of steps 150mm high | #REF! | m | 450 | #REF!
G | Sides of Landing + beam |  | m | 450 | 0
E30: Reinforcement for in situ concrete
High tensile bars to BS 4449 straight and vertical
H | 16mm Diameter | #REF! | kg | 368 | #REF!
H | 12mm Diameter | #REF! | kg | 368 | #REF!
J | 10mm Diameter | #REF! | kg | 368 | #REF!
M4O: Stone/Concrete/Quarry/Ceramic Tiling/Mosaic
600 x 300mm Vitrified tilling on cement and sand bed
K | Landing of staircases | #REF! | m2 | 35000 | #REF!
L | Ditto treads of staircase 300mm wide | #REF! | m2 | 1050 | #REF!
M | Ditto risers of staircase 150mm high | #REF! | m2 | 525 | #REF!
N | Ditto 75mm wide skirting along risers and tread | #REF! | m | 300 | #REF!
M10: Sand cement/Concrete/Sceeds/Toppings
P | 44mm thick screed (Landing) | #REF! | m2 | 1200 | #REF!
Q | 30mm thick screed not exceeding 300mm wide (Tread) | #REF! | m | 1200 | #REF!
R | 15mm thick backing 150mm high (Risers) | #REF! | m | 1200 | #REF!
S | 15mm thick backing 75mm high (Skirting) | #REF! | m | 1200 | #REF!
| Carried to collection |  |  | N | #REF!
M20: Plastered/Rendered/Roughcast coatings
Mortar,cement and sand (1:3), steel trowelled smooth finish
A | Sloping soffit of staircases | #REF! | m2 | 1000 | #REF!
B | Soffit of landing | #REF! | m2 | 1000 | #REF!
C | Sides of staircases | #REF! | m | 300 | #REF!
Floating
Prepare and apply white POP floating materials including sand paper and clean ready for paint on
D | Sloping soffit of staircases | #REF! | m2 | 500 | #REF!
E | Soffit of landing | #REF! | m2 | 500 | #REF!
F | Sides of staircases | #REF! | m | 150 | #REF!
M60: Painting/Clear finishing
Vinyl mat emulsion paint as manufactured by
Dulux in 3 coats to floated surfaces,
Rate including floating to Archited's details.
G | Rendered surface, width exceeding 300mm | #REF! | m2 | 750 | #REF!
H | Rendered surface, width not exceeding 300mm |  | m | 225 | 0
| To collection |  |  | N | #REF!
Collection
| Page / 5 |  |  | #REF!
| Page / 6 |  |  | #REF!
STAIRCASE
| CARRIED TO SUMMARY |  |  | N | #REF!
ELEMENT Nr. 5
ROOF
E10 In-situ Concrete
Reinforced in-situ concrete (1:2:4)-19mm aggregate
A | Roof beam/gutter | #REF! | m3 | 30000 | #REF!
B | Concrete facial | 0 | m3 | 30000 | 0
| Parapet wall | 0 | m3 | 30000 | 0
| Roof slab 150mm high | 0 | m3 | 30000 | 0
F10: Brick/Block parapet
Sandcrete blockwork in stretcher bond bedded In
cement and sand mortar mix (1:6) flush pointed,
C | Parapet, 225mm thick | #REF! | m2 | 3650 | #REF!
E20: Formwork for in situ concrete
Plain vertical sawn formwork to the following
D | Soffit of roof gutter |  | m2 | 2900 | 0
E | Roof beam | #REF! | m2 | 2500 | #REF!
E | Parapet wall |  | m2 | 450 | 0
F | Edge of slab 150mm high |  | m | 435 | 0
G | Edges of concrete facia |  | m | 435 | 0
E30: Reinforcement for in situ concrete
High tensile bars to BS 4449 straight.
H | 16mm Diameter | #REF! | kg | 368 | #REF!
J | 12mm Diameter | #REF! | kg | 368 | #REF!
J | 10mm Diameter | #REF! | kg | 368 | #REF!
Roofing
0.55mm thick approved Stucco Aluminium Roofsheeting Powdercoated and accessories with approved colour finish lapped and fixed in accordance with manufacturer's instructions to timber purlins (measured separately)
K | Roofing | #REF! | m2 | 3950 | #REF!
L | Eaves angle | #REF! | m | 395 | #REF!
M | Facia Flashing | #REF! | m | 395 | #REF!
H70. Bitumen Felt Roofing
Paralon NT4 water proof material
N | Roofing to falls and cross falls |  | m2 | 4000 | 0
P | Lining to vertical sides |  | m2 | 4000 | 0
Q | Dishing in around rainwater outlet |  | nr | 1500 | 0
| Carried to collection |  |  | N | #REF!
ROOF
Carpentry
Sawn hardwood roof carcass treated with solignum
A | 100 x 50mm tie beam |  | m | 500 | 0
B | 100 x 50mm rafter |  | m | 500 | 0
C | 100 x 50mm struts |  | m | 500 | 0
D | Supply Steel Trusses Roof Members |  | m | 500 | 6317500
0
| To collection |  |  | N | 6317500
Collection
| Page / 7 |  |  | #REF!
| Page / 8 |  |  | 6317500
ROOF
| CARRIED TO SUMMARY |  |  | N | #REF!
ELEMENT Nr. 6
EXTERNAL WALLS
F10: Brick/Block walling
Sandcrete blockwork in stretcher bond bedded In
cement and sand mortar mix (1:6) flush pointed,
A | Walls, 225mm thick | #REF! | m2 | 3650 | #REF!
B | Walls, 150mm thick |  | m2 | 3650 | 0
EXTERNAL WALLS
| CARRIED TO SUMMARY |  |  | N | #REF!
ELEMENT Nr. 7
WINDOWS AND EXTERNAL DOORS
E10: In situ concrete
Reinforced in situ concrete (1:2:4)-19mm aggregate
A | Lintel | #REF! | m3 | 30000 | #REF!
E20: Formwork for in situ concrete
Plain vertical sawn formwork
B | Sides and soffits of lintel | #REF! | m2 | 2500 | #REF!
E30: Reinforcement for in situ concrete
High tensile bars to BS 4449 straight.
C | 12mm Diameter | #REF! | kg | 368 | #REF!
D | 10mm Diameter | #REF! | kg | 368 | #REF!
L11: Metal windows/rooflights/screens/louvres
Powder coated aluminium casement windows in 5mm
thick clear glass coupled with
sliding net, including metal subframes
E | Ditto size 3000 x 1800 mm high |  | nr | 243000 | 0 | 243000
F | Ditto size 1500 x 1800mm high |  | nr | 121500 | 0 | 121500
G | Ditto size 1200 x 1200 mm high |  | nr | 64800 | 0 | 64800
H | Ditto size 600 x 750mm high |  | nr | 20250 | 0 | 20250
J | Ditto size 2250 x 1800mm high |  | nr | 182250 | 0 | 182250
K | Ditto size 1200 x 1800 mm high |  | nr | 97200 | 0 | 97200
L | Ditto size 900 x 750mm high |  | nr | 30375 | 0 | 30375
M | Slidind door size: 1800 x 2400mm high |  | Nr | 194400 | 0 | 194400
M | Slidind door size: 3000 x 2400mm high |  | Nr | 324000 | 0 | 324000
Metal doors/shutters/hatches
Security door complete with frame, ironmongery & accessories to Architect's details
P | 1500 x 2100mm high |  | Nr | 200000 | 0
N | Ditto: 1100 x 2400mm high | #REF! | Nr | 200000 | #REF!
P | Ditto: 900 x 2400mm high | #REF! | Nr | 175000 | #REF!
P | Ditto: 750 x 2100mm high |  | Nr | 40000 | 0
WINDOWS AND EXTERNAL DOORS
| CARRIED TO SUMMARY |  |  | N | #REF!
ELEMENT Nr. 8
INTERNAL WALLS
F10: Brick/Block walling
Sandcrete blockwork in stretcher bond bedded In
cement and sand mortar mix (1:6) flush pointed,
A | Walls, 225mm thick | #REF! | m2 | 3650 | #REF!
B | Walls, 150mm thick | #REF! | m2 | 3650 | #REF!
INTERNAL WALLS
| CARRIED TO SUMMARY |  |  | N | #REF!
ELEMENT Nr. 9
INTERNAL DOORS
E10: In situ concrete
Reinforced in situ concrete (1:2:4)-19mm aggregate
A | Lintels | #REF! | m3 | 30000 | #REF!
E20: Formwork for in situ concrete
Plain vertical sawn formwork
B | Sides and soffits of lintel | #REF! | m2 | 2500 | #REF!
E30: Reinforcement for in situ concrete
High tensile bars to BS 4449, straight.
C | 12mm Diameter | #REF! | kg | 368 | #REF!
D | 10mm Diameter | #REF! | kg | 368 | #REF!
Metal doors/shutters/hatches
Security door complete with frame, ironmongery & accessories to Architect's details
E | Door 900 x 2100mm high | #REF! | nr | 30000 | #REF!
E | Door 750 x 2100mm high | #REF! | nr | 30000 | #REF!
E | Door 1200 x 2100mm high |  | nr | 60000 | 0
Factory glazed natural anodised aluminium sliding door with clear glass complete with ironmongery including cutting and pinning or building in lugs to blockwork or concretework and pointing all round with approved mastic
G | Ditto size 1800x2100mm high |  | nr | 110000 | 0
Joinery
High quality Flush door complete with archtrave, locks
and all necessary accessories
| Door 1200 x 2100mm high |  | nr | 150000 | 0
J | Door 900 x 2100mm high |  | nr | 125000 | 0
J | Door 750 x 2100mm high |  | nr | 125000 | 0
INTERNAL DOORS
| CARRIED TO SUMMARY |  |  | N | #REF!
ELEMENT Nr. 10
FIXTURES AND FITTINGS
N10:General fixtures/furnishing/equipment
METAL WORKS
Fabricate, Weld and Install metal raillings
Metal hand rails in
A | Supply & install in staircase | 0 | m | 25000 | 0
B | Supply & install in balconies | 0 | m | 18500 | 0
High quality laminated Kitchen Carbinet
C | Complete Wall & Base Kitchen Cabinet | 6 | nr | 350000 | 2100000
FIXTURES AND FITTINGS
| CARRIED TO SUMMARY |  |  | N | 8986900
ELEMENT Nr. 11
WALL FINISHES
Plastered/Randered/Roughcast coatings
12mm thick cement and send (1:5) floated smooth
synthetic rendering to general surface complying
to Architect's details.
A | Walls, width exceeding 300mm internally | #REF! | m2 | 1000 | #REF!
B | Walls, externally width exceeding 300mm | #REF! | m2 | 1000 | #REF!
C | Walls, internally width not exceeding 300mm | #REF! | m | 300 | #REF!
D | Walls, externally width not exceeding 300mm | #REF! | m | 300 | #REF!
E | Parapet wall | 0 | m2 | 1000 | 0
c | 100mm wide hoods arround doors and windows | 0 | m | 750 | 0
O | Dressing of groves on wall |  | m | 500 | 0
| Facing bricks |  | m2 | 2500 | 0
12mm thick cement and sand (1:4) floated backing
to surfaces to receive further finishes
F | Walls, width exceeding 300mm | #REF! | m2 | 950 | #REF!
Stone/Concrete Quarry/Ceramic tilling/Mosaic
High quality glazed ceramic wall tilling on cement
and sand backing
G | Walls, width exceeding 300mm | #REF! | m2 | 4500 | #REF!
Floating
Prepare and apply aduplan or other approved wall floating material on rendered wall
H | Rendered surfaces, width exceeding 300mm internally | #REF! | m2 | 500 | #REF!
J | Rendered surfaces, width not exceeding 300mm | #REF! | m | 150 | #REF!
Painting/Clear finishing
Vinyl mat emulsion paint as manufactured by
Dulux in 3 coats to floated surfaces
K | Rendered surfaces, width exceeding 300mm internally | #REF! | m2 | 750 | #REF!
L | Rendered surfaces, width not exceeding 300mm | #REF! | m | 225 | #REF!
c | 100mm wide hoods arround doors and windows | 0 | m | 225 | 0
| To collection |  |  | N | #REF!
WALL FINISHES
Prepare and apply standard coat of "Caplux" Texture paint
A | Rendered surfaces, width exceeding 300mm extrnlly | #REF! | m2 | 850 | #REF!
B | Rendered surfaces, width not exceeding 300mm | 0 | m | 255 | 0
C | Rendered surfaces, parapet | #REF! | m2 | 850 | #REF!
| To collection |  |  | N | #REF!
Collection
| Page /13 |  |  | #REF!
| Page /14 |  |  | #REF!
WALL FINISHES
| CARRIED TO SUMMARY |  |  | N | #REF!
ELEMENT Nr. 12
FLOOR FINISHES
Sand cement/Concrete/Granolithic
screeds/flooring
Cement and sand (1:4) floated bed
to general surfaces to receive further finishes
A | Floors, 42mm level and to falls only not exceeding
| 15% from horinzontal | #REF! | m2 | 1200 | #REF!
B | 15mm thick backing 100mm high | #REF! | m | 360 | #REF!
Stone/Concrete Quarry/Ceramic tilling/Mosaic
Vitrified tiles of approved colour bedded and jointed in cement and sand floated bed
C | Floors; level and to falls only not exceeding
| 15% from horinzontal | #REF! | m2 | 7800 | #REF!
D | Vitrified skirtings to walls, width 100mm including bedding | #REF! | m | 2340 | #REF!
Unglazed ceramic tilling on cement
and sand bed
E | Floors; level and to falls only not exceeding
| 15% from horinzontal | #REF! | m2 | 4500 | #REF!
F | Vitrified skirtings to walls, width 100mm including bedding | #REF! | m | 1350 | #REF!
FLOOR FINISHES
| CARRIED TO SUMMARY |  |  | N | #REF!
ELEMENT NR 13
CEILING FINISHES
Internal and External works
M20: Plastered/Randered/Roughcast coatings
12mm thick rendering finished fair and smooth on:
A | Soffit of suspended floor slab | #REF! | m2 | 1000 | #REF!
G20: Carpentary/Timber framing/First fixing
B | 50 x 50mm noggins | #REF! | m | 300 | #REF!
Plaster of Paris (POP) ceiling
C | P.O.P decorative ceiling finish fixed to hardwood | #REF! | m2 | 8000 | #REF!
noggings (M/S)including cornices (Full P.O.P)
D | P.O.P screeding to plastered soffit of ceiling |  | m2 | 3800 | 0
(measured separately) including cornices (Half P.O.P)
Floating
Prepare and apply aduplan or other approved ceiling floating material on soffit of slab
E | Soffit of suspended slab | #REF! | m2 | 500 | #REF!
M60: Painting/Clear finishing
Vinyl mat emulsion paint as manufactured by
Dulux 3 coats to floated surfaces,
F | Soffit of suspended slab | #REF! | m2 | 750 | #REF!
CEILING FINISHES
| CARRIED TO SUMMARY |  |  | N | #REF!
ELEMENT Nr. 14
MECHANICAL & PLUMBING INSTALLATION
MATERIALS FOR WASTE PIPE FROM DPC TO FINISHING
1 | 4'' pvc pipe {6 bar} |  | length | 4500 | 0
2 | 2'' pvc pipe {6 bar} |  | length | 2500 | 0
3 | 3'' pvc pipe (6 bar) |  | length | 2500 | 0
4 | 4'' pvc bend |  | nr | 2500 | 0
5 | 4'' pvc tee |  | nr | 1000 | 0
6 | 4x2 tee |  | nr | 1200 | 0
7 | 4x2 socket |  | nr | 1200 | 0
8 | 2'' pvc bend |  | nr | 220 | 0
9 | 2'' pvc tee |  | nr | 320 | 0
10 | 2x45 bend |  | nr | 220 | 0
11 | 4x45 bend |  | nr | 670 | 0
12 | Big tin of abro gum |  | nr | 3520 | 0
13 | Gasket gum |  | nr | 420 | 0
14 | yarn rope |  | nr | 520 | 0
MATERIALS FOR WATER SUPPLY PIPING
1 | 1'' Technogreen Pipe with socket |  | length | 3000 | 0
2 | 3/4'' Technogreen pipe with socket |  | length | 2000 | 0
3 | 1/2'' Technogreen pipe with socket |  | length | 1700 | 0
4 | 1'' Technogreen Pipe tee |  | nr | 170 | 0
5 | 1'' Technogreen elbow |  | nr | 170 | 0
6 | 1x3/4'' Technogreen elbow |  | nr | 170 | 0
7 | 1x3/4'' Technogreen tee |  | nr | 170 | 0
8 | 1'' gate valve Technogreen |  | nr | 3050 | 0
9 | 1'' union Technogreen |  | nr | 450 | 0
10 | 3/4''x 1/2'' Technogreen tee |  | nr | 140 | 0
11 | 3/4''x 1/2'' Technogreen elbow |  | nr | 140 | 0
12 | 3/4'' Technogreen tee |  | nr | 140 | 0
13 | 3/4'' Technogreen elbow |  | nr | 140 | 0
14 | 3/4'' gate valve Technogreen |  | nr | 2050 | 0
15 | 1/2''Technogreen tee |  | nr | 100 | 0
16 | 1/2'' Technogreen elbow |  | nr | 100 | 0
17 | 1/2'' male & female Technogreen elbow |  | nr | 220 | 0
18 | 3/4''x1/2''Technogreen tee |  | nr | 320 | 0
19 | 3/4''x1/2''Technogreen elbow |  | nr | 320 | 0
20 | 1/2''male & female G.I socket |  | nr | 100 | 0
21 | Yarn robe |  | boundle | 500 | 0
22 | Abrogum |  | nr | 4000 | 0
23 | Abrogum gasket gum |  | nr | 400 | 0
| To collection |  |  | N | 0
PLUMBING FITTINGS
1 | Mini set wc-close coulpe{sweet home} |  | nr | 55000 | 0
2 | 15 litres of water heater{sweet home} |  | nr | 30000 | 0
3 | shower set with mixer |  | nr | 35000 | 0
4 | bath tub{twyford} |  | nr | 40000 | 0
5 | pan connector{sweet home} |  | nr | 1800 | 0
6 | magic waste{ venus} |  | nr | 1000 | 0
7 | 1/2'' femal flexible |  | nr | 900 | 0
8 | 1/2'' Angle valve{bimix} |  | nr | 900 | 0
9 | floor drain{foreign} |  | nr | 1500 | 0
10 | silicon gum |  | nr | 2000 | 0
11 | complete box for towel rail,tissue paper holder,soap dish holder |  | nr | 15000 | 0
12 | kitchen sink |  | nr | 30000 | 0
13 | kitchen sink mixer tap |  | nr | 13000 | 0
14 | kitchen sink waste |  | nr | 550 | 0
15 | 1/2'' male & female G.I socket |  | nr | 200 | 0
16 | 1/2'' wash hand basin mixer tap |  | nr | 7000 | 0
17 | 1/2'' wash hand basin tap |  | nr | 3000 | 0
18 | bath mixer |  | nr | 8500 | 0
19 | Standing tap |  | nr | 1500 | 0
20 | Sundries |  | sum
Fire Fighting Installations
21 | 9kg `Angus' Carbon-dioxide (CO2) fire extinguisher to BS 1382 complete with holder bracket mounted on blockwork or concretework |  | nr | 25000 | 0
Airconditioning Installation
Supply and install the following for airconditioning piping only
22 | Airconditioning piping |  | m | 2300 | 0
23 | Perforated face diffusers/Extractor Fan complete with manual opposed blade balancing dampers, in Toilets |  | nr | 16000 | 0
Labour/Workmanship
| To collection |  |  | N | 0
Collection
| Page /14 |  |  | 0
| Page /14 |  |  | 0
PLUMBING & MECHANICAL WORKS
| CARRIED TO SUMMARY |  |  | N | 0
ELEMENT Nr. 15
ELECTRICAL INSTALLATION
PIPING REQUIREMENT REQUIREMENT USL INPUT
1 | 20MM CONDUIT PVC PIPE , VEE-TEK BRAND & NOTE: 45-LENGTH PER BUNDLE WITH 3-METER LENGTH PER PIPE |  | BUNDLE | 14500 | 0
2 | 20MM 4-WAY BOX, VEE-TEK BRAND |  | PKT | 1600 | 0
3 | 20MM Y-WAY BOX, VEE-TEK BRAND |  | PCS | 80 | 0
4 | 20MM U-WAY BOX, VEE-TEK BRAND |  | PCS | 80 | 0
5 | 20MM JOINT COUPLER, VEE-TEK BRAND |  | PKT | 1600 | 0
6 | 20MM M/F BUSHON, VEE-TEK BRAND |  | PKT | 1600 | 0
7 | 25MM CONDUIT PVC PIPE , VEE-TEK BRAND & NOTE: 30- LENGTH PER BUNDLE WITH 3-METER LENGTH PER PIPE |  | BUNDLE | 13500 | 0
8 | 25MM JOINT COUPLER, VEE-TEK BRAND |  | PKT | 1600 | 0
9 | 25MM M/F BUSHON, VEE-TEK BRAND |  | PKT | 1400 | 0
10 | 3" X 3" KNOCK OUT BOX, GENESIS BRAND |  | PKT | 800 | 0
11 | 3" X 6" KNOCKOUT BOX, GENESIS BRAND |  | PCS | 160 | 0
12 | 3" X 3" PLASTIC KNOCK OUT BOX DIGINITY BRAND |  | PCS | 150 | 0
13 | 6" X 6" UPVC DEEP ADAPTABLE BOX, DIGNITY BRAND |  | PCS | 2200 | 0
14 | 6" X 6" UPVC SHALLOW ADAPTABLE BOX, DIGNITY BRAND |  | PCS | 2000 | 0
15 | 6" X 9" UPVC DEEP ADAPTABLE BOX, DIGNITY BRAND |  | PCS | 3000 | 0
16 | 9" X 9" ELCB PLASTIC ENCLOSURE CET-SAN BRAND |  | PCS | 3000 | 0
17 | PVC GUM SMALLER TIN WITH 0.236 LITRES, ABRO BRAND |  | TIN | 1700 | 0
18 | 25MM UPVC CORRUGATED WHITE THICK FLEXIBLE CONDUIT PIPE ELECTROFLEX ABC POLYMER, 50-METER LONG |  | COIL | 12000 | 0
19 | 20MM SADDLE CLIP |  | PKT | 1500 | 0
20 | 25MM SADDLE CLIP |  | PKT | 1500 | 0
21 | 75MM DIAMETER GREEN FLEXIBLE PIPE AS ARMOURED CABLE SLEEVE TO BUILDINGS |  | LM | 3500 | 0
22 | 50MM DIAMETER BLACK FLEXIBLE CONDUITS FOR TV WALL |  | LM | 1100 | 0
23 | CEMENT &SAND |  | BAG | 3500 | 0
24 | INSTALLATION/LABOUR COST(A) |  | SUM
| To collection |  |  | N | 0
CABLE REQUIREMENT USL INPUT
COLEMAN BRAND
1 | 1X 1MM RED PVC NIG CABLE |  | COIL | 5100 | 0
2 | 1X 1MM BLACK PVC NIG CABLE |  | COIL | 5100 | 0
3 | 1X 1MM GREEN PVC NIG CABLE |  | COIL | 5100 | 0
4 | 1X 2.5MM RED PVC NIG CABLE, |  | COIL | 14000 | 0
5 | 2.5MM BLACK PVC NIG CABLE |  | COIL | 14000 | 0
6 | 1X 2.5MM GREEN PVC NIG CABLE |  | COIL | 14000 | 0
7 | 1X4MM RED PVC NIG CABLE STRANDED |  | COIL | 19200 | 0
8 | 1X4MM BLACK PVC NIG CABLE STRANDED |  | COIL | 19200 | 0
9 | 1X 10MM RED PVC NIG CABLE, STRANDED |  | COIL | 52000 | 0
10 | 1X 10MM YELLOW PVC NIG CABLE, STRANDED |  | COIL | 52000 | 0
11 | 1X 10MM BLUE PVC NIG CABLE, STRANDED |  | COIL | 52000 | 0
12 | 1X 10MM BLACK PVC NIG CABLE, STRANDED |  | COIL | 52000 | 0
13 | COMPLETE 3 PHASE DISTRIBUTION BOARD WITH 18-MCB D6 SIZE, , AV-LEGEND RANGE/S.S & C-TECH BRAND |  | NR | 34000 | 0
14 | 25MM UPVC CORRUGATED WHITE THICK FLEXIBLE CONDUIT PIPE ELECTROFLEX ABC POLYMER, 50-METER LONG |  | COIL | 12000 | 0
15 | INSTALLATION/LABOUR COST(A) |  | SUM
| To collection |  |  | N | 0
LIGHT FIXTURES/LUMINAIRES REQUIREMENT USL INPUT
1 | 1 GANG 2-WAY LIGHT SWITCH, BIG ROCKER, AV-TECH UK MODEL SCREWLESS |  | PCS | 650 | 0
2 | 2 GANG 2-WAY LIGHT SWITCH, BIG ROCKER, AV-TECH UK MODEL SCREWLESS |  | PCS | 850 | 0
3 | 3 GANG 2-WAY LIGHT SWITCH BIG ROCKER, AV-TECH UK MODEL SCREWLESS |  | PCS | 950 | 0
4 | 20A DP WATER HEATER SWITCH WITH WATER HEATER MARKING BIG ROCKER, AV-TECH UK MODEL SCREWLESS |  | PCS | 1400 | 0
5 | 20A DP AIR CONDITIONER SWITCH WITH AIR CONDITIONER MARKING BIG ROCKER, AV-TECH UK MODEL SCREWLESS |  | PCS | 1400 | 0
6 | 45A DP SWITCH WITH RED ROCKER TO BE DEDICATED TO FRIDGE/FREEZER/OVEN/MICRO DISH WARSHER/JACCUZZI . LEGRAND MODEL |  | PCS | 4500 | 0
7 | 1 GANG 13A SINGLE SOCKET OUTLET , AV-TECH UK MODEL SCREWLESS |  | PCS | 950 | 0
8 | 1 GANG 15A SINGLE SOCKET OUTLET, AV-TECH UK MODEL SCREWLESS |  | PCS | 1100 | 0
9 | 2 GANG 13A DOUBLE SOCKET OUTLET, AV-TECH UK MODEL SCREWLESS |  | PCS | 1400 | 0
10 | 45A DP SWITCH WITH RED ROCKER AS COOKER UNIT AS CCU, LEGRAND MODEL |  | PCS | 4500 | 0
11 | TELEVSION DATA SOCKET, AV-TECH UK MODEL SCREWLESS |  | PCS | 800 | 0
12 | INTERCOM/TELEPHONE DATA SOCKET, AV-TECH UK MODEL SCREWLESS |  | PCS | 800 | 0
13 | 2X9WATTS DUAL LUMENS UP & DOWN LED WALL MOUNTED SECURITY/ FAÇADE LIGHT, CHUNIC BRAND |  | PCS | 5500 | 0
14 | 1X6WATTS DUAL LUMENS(85V-265V) SMD LED CEILING FITTINGS ROUNDED SHAPE,RECCESSED MOUNTING,RHOS BRAND |  | PCS | 2500 | 0
15 | 1X6WATTS DUAL LUMENS(85V-265V) SMD LED CEILING FITTINGS ROUNDED SHAPE,SURFACE MOUNTING,RHOS BRAND |  | PCS | 2500 | 0
16 | 1X12WATTS DUAL LUMENS(85V-265V) SMD LED CEILING FITTINGS ROUNDED SHAPE,RECCESSED MOUNTING,RHOS BRAND |  | PCS | 3500 | 0
17 | 1X12WATTS DUAL LUMENS(85V-265V) SMD LED CEILING FITTINGS ROUNDED SHAPE,SURFACE MOUNTING,RHOS BRAND |  | PCS | 3500 | 0
18 | 1X18WATTS DUAL LUMENS(85V-265V) SMD LED CEILING FITTINGS ROUNDED SHAPE,RECCESSED MOUNTING,RHOS BRAND |  | PCS | 3500 | 0
19 | IP44 RATED 13A SINGLE SOCKET WITH SPLASH PROOF COVER WITH PLUG ENGAGED, LEGRAND MODEL OR ABG MODEL |  | PCS | 2500 | 0
20 | 20MM CEILING ROSE, DIGNITY BRAND |  | PCS | 250 | 0
21 | BA SCREWS LONG&SHORT |  | PKT | 700 | 0
22 | 4" GERMAN SCREW |  | PKT | 4000 | 0
23 | 3X3 COVER BOX FLATTEN TYPE, DIGINITY BRAND |  | PCS | 120 | 0
24 | 3X6 COVER BOX FLATTEN TYPE, DIGINITY BRAND |  | PCS | 160 | 0
25 | 20MM ROUND COVER BOX, DIGINITY BRAND |  | PCS | 80 | 0
26 | INSULATION TAPE/BLACK CELLOTAPE,(RYB) COSCHARIS BRAND |  | NR | 150 | 0
27 | 2.5MM X3-CORE FLEXIBLE, COLEMAN BRAND |  | LM | 400 | 0
28 | 0.5X2CORE FLEXIBLE, COLEMAN BRAND |  | LM | 250 | 0
29 | AV-TECH ELCB MOULDED TYPE |  | NR | 13000 | 0
30 | 4 INCHES EXTRACTOR FAN, HORNET, HORNET BRAND |  | PCS | 8500 | 0
31 | INSTALLATION/LABOUR COST(A) |  | SUM
| To collection |  |  | N | 0
Collection
| Page /13 |  |  | 0
| Page /14 |  |  | 0
| Page /14 |  |  | 0
ELECTRICAL WORKS
| CARRIED TO SUMMARY |  |  | N | 0
SUMMARY
| SUBSTRUCTURE | page /2 |  |  | #REF!
| FRAMES | page /3 |  |  | #REF!
| UPPER FLOORS | page /4 |  |  | #REF!
| STAIRCASE | Page / 6 |  |  | #REF!
| ROOF | Page /8 |  |  | #REF!
| EXTERNAL WALLS | page /9 |  |  | #REF!
| WINDOWS AND EXTERNAL DOORS | page /10 |  |  | #REF!
| INTERNAL WALLS | page /11 |  |  | #REF!
| INTERNAL DOORS | page /12 |  |  | #REF!
| FIXTURES AND FITTINGS | page /13 |  |  | 8986900
| WALL FINISHES | Page /15 |  |  | #REF!
| FLOOR FINISHES | page /16 |  |  | #REF!
| CEILING FINISHES | page /17 |  |  | #REF!
| MECHANICAL INSTALLATION | page /19 |  |  | 7474000 | 7474600 | 3799.695
| ELECTRICAL INSTALLATION | page /22 |  |  | 12785500 | 12785500 | 6500
#REF!
4 BEDROOM SEMI-DETACHED DUPLEX
| CARRIED TO GENERAL SUMMARY |  |  | N | #REF! | #REF!
GROSS FLOOR Area = 565m2
| GFA | 1967 | M2 |  | #REF!
| Net construction cost |  |  | #REF!
Add
| Prelims @ 2.5% |  |  | #REF!
| Estimated total cost |  | N | #REF!
Add
| Vat @ 7.5% |  |  | #REF!
#REF!
| COST/UNIT {_with prelim & vat } |  |  | #REF!
| Cost/GFA {_with prelim & vat } |  |  | #REF!

## BILL (2) (hidden)
ELEMENT NR. 1
SUBSTRUCTURE (All Provisional)
D20: EXCAVATING AND FILLING
General Site Clearance
A | Excavate oversite to remove vegetable soil average 150mm deep. | 121 | m2 | 200 | 24200
B | Excavate trench to receive foundation starting from stripped level and not exceeding 2.00m deep. | 66 | m3 | 1900 | 125400
C | Excavate pit for column bases and pile starting from stripped level. | 72 | m3 | 1900 | 136800
D | Excavate for working space including back filling arround retaining walls starting from stripped level and not exceeding 1.50m deep. |  | m3 | 1900 | 0
E | Level and compact bottom of excavation to receive concrete in foundation. | 167 | m2 | 250 | 41750
F | Remove surplus excavated material from site. | 55.2 | m3 | 1400 | 77280
G | Return, fill and consolidate selected excavated material around foundation. | 82.8 | m3 | 900 | 74520
H | Approved laterite earth filling to make up level well rammed and consolidated in layers of 150mm thick. | 48 | m3 | 6500 | 312000
J | 100mm thick approved rock hardcore filling well rammed and consolidated. | 121 | m2 | 2700 | 326700
K | Dieldrex 20" anti-termites to surfaces of excavation |  | m2 | 150 | 0
E10: In situ concrete
Vibrated Ready Mix Concrete Grade 10 in:
L | 50mm blinding under bases | 191 | m2 | 4100 | 783100
Vibrated Ready Mix Concrete grade 20 (1:3;6) mix in
M | Foundation & steps | 0 | m3 | 90000 | 0
N | 150mm horizontal bed | 18 | m3 | 90000 | 1620000
| Carried to Collection |  |  | N | 3521750
SUBSTRUCTURE CONT'D
Reinforced insitu concrete
Vibrated Ready Mix Concrete grade 25 (1:2:4) in:
A | Column | 1 | m3 | 94000 | 94000
B | Pile and Pile Cap | 72 | m3 | 94000 | 6768000
C | Ground Beam | 12 | m3 | 94000 | 1128000
C | Steps | 0 | m3 | 94000 | 0
E30: Reinforcement for in situ concrete
High yield deformed bars to BS 4449 in columns, Piles and Pile caps, Ground beam, Raft slab etc
D | 20mm diameter bar | 2064.6769 | kg | 770 | 1589801.2308
E | 16mm diameter | 1223.7867 | kg | 770 | 942315.7333
F | 12mm diameter bar | 228 | kg | 770 | 175560
G | 10mm diameter bar | 3400.0833 | kg | 770 | 2618064.1667
BRC Fabric mesh reinforcement to BS 4483 ref.No A.142 weighing 2.22kg/sq.m lapped 200mm at all joints in:
H | Bed | 121 | m2 | 1800 | 217800
E20: Formwork for in situ concrete
Sawn formwork to:
J | Sides of column | 8 | m2 | 6600 | 52800
K | Sides of pile cap | 31.32 | m2 | 6600 | 206712
L | Sides of ground Beam | 106 | m2 | 6600 | 699600
| Carried to collection |  |  | N | 14492653.1308
SUBSTRUCTURE CONT'D
Sawn formwork to:
A | Edges of ground floor bed 150mm high | 44 | m | 1200 | 52800
F10: Brick/Block walling
Hollow sandcrete blockwork filled solid with vibrated concrete grade 15 and jointed in cement mortar
B | 225mm wall | 0 | m2 | 8500 | 0
Damp Proofing
Damp proof membrane
C | 0.26mm polythene damp proof membrane lapped 450mm at all welted joints, laid on hardcore | 121 | m2 | 350 | 42350
| Carried to collection |  |  | N | 95150
COLLECTION
| page /1 |  |  | 3521750
| page /2 |  |  | 14492653.1308
| page /3 |  |  | 95150
SUBSTRUCTURE
| Carried to Summary |  |  | N | 18109553.1308
Element Nr. 2
FRAME
E10: In situ concrete
Reinforced Insitu Concrete
Vibrated Ready Mix Concrete grade 25 (1:2:4) in:
A | Columns | 8 | m3 | 94000 | 752000
B | Beams | 23 | m3 | 94000 | 2162000
C | Lift Shaft |  | m3 | 94000 | 0
E30: Reinforcement for in situ concrete
High yield deformed bars to BS 4449 in beams, columns and lift shaft
D | 25mm diameter bar | 354.4167 | kg | 770 | 0
E | 20mm diameter bar | 849 | kg | 770 | 653730
F | 16mm diameter bar | 702.8987 | kg | 770 | 541231.9733
G | 12mm diameter bar | 49 | kg | 770 | 37730
H | 10mm diameter links and stirrups | 1707.85 | kg | 770 | 1315044.5
E20: Formwork for in situ concrete
Sawn formwork to:
J | Vertical sides of columns | 132 | m2 | 6600 | 871200
K | sides and soffits of beams | 244 | m2 | 6600 | 1610400
L | Vertical sides of lift shaft |  | m2 | 6600 | 0
FRAME
| carried to Summary |  |  | N | 7943336.4733
Element Nr. 3
UPPER FLOOR
E10: In situ concrete
Reinforced Insitu Concrete
Vibrated Ready Mix Concrete grade 25 (1:2:4) in:
53.1
A | Suspended floor slabs | 50 | m3 | 94000 | 4700000 |  | 333.3333
| E30: Reinforcement for in situ concrete | [6 empty] | 4416
High yield deformed bars to BS 4449 in concrete floor slabs ,lift bases and wall.
B | 12mm diameter bars | 5750 | kg | 770 | 4427500
E20: Formwork for in situ concrete
Sawn formwork to:
C | Horizontal soffit of suspended floor slab | 263 | m2 | 6600 | 1735800
D | Edge of slab 150mm wide | 105 | m | 1200 | 126000
UPPER FLOORS
| Carried to Summary |  |  | N | 10989300
Element Nr. 4
STAIRCASES
E10: In situ concrete
Reinforced Insitu Concrete
Vibrated Ready Mix Concrete grade 25 (1:2:4) in:
A | Staircases including landings and beams | 9 | m3 | 94000 | 846000
E30: Reinforcement for in situ concrete
High yield deformed bars to BS 4449 in beams, staircases and landing
B | 12mm diameter bar | 568 | kg | 770 | 437360
E20: Formwork for in situ concrete
Sawn formwork to:
C | Sloping soffit of staircases / ramps | 30 | m2 | 6600 | 198000
D | Soffits of landing | 9 | m2 | 6600 | 59400
E | Sides and soffits of beam | 5 | m2 | 6600 | 33000
F | Sides of staircases / ramps including cutting and fitting to risers. | 7 | m2 | 6600 | 46200
G | Risers of steps 150mm high | 106 | m | 1200 | 127200
H | Sides of Landing | 17 | m | 1200 | 20400
| Carried to Collection |  |  | N | 1767560
STAIRCASES CONT'D
M4O: Stone/Concrete/Quarry/Ceramic Tiling/Mosaic
Granite Floor Tiles
A | Landings | 9 | m2 | 39800 | 358200
B | Ditto treads of staircase 300mm wide | 50 | m | 11940 | 597000
C | Ditto risers of staircase 150mm high | 106 | m | 5970 | 632820
D | Ditto 75mm wide skirting along risers and tread | 20 | m | 3184 | 63680
M10: Sand cement/ Concrete/ Screeds/ Toppings
Cement and sand (1:3) mix:
E | 25mm thick floated bed (Landing) | 9 | m2 | 4500 | 40500
F | 15mm thick backing 150mm high (Risers) | 106 | m | 1500 | 159000
G | 25mm thick floated bed 300mm wide (Tread) | 50 | m | 2500 | 125000
H | 15mm thick backing 75mm high (Skirting) | 20 | m | 2025 | 40500
M20: Plastered/Rendered/Roughcast coatings
15mm Thick cement and sand (1:5) smooth rendering to:
J | Sloping soffit of staircases | 30 | m2 | 1890 | 56700
K | Soffit of landing | 9 | m2 | 1890 | 17010
L | Sides of staircases | 7 | m2 | 1890 | 13230
| Carried to Collection |  |  | N | 2103640
STAIRCASES CONT'D
P.O.P Floating
Prepare and apply aduplan or other approved floating materials on rendered surfaces
A | Sloping soffit of staircases | 30 | m2 | 1100 | 33000
B | Soffit of landing | 9 | m2 | 1100 | 9900
C | Sides of staircases | 7 | m2 | 1100 | 7700
M60: Painting/Clear finishing
Prepare, prime and apply 3 coats of Dulux or other equal and approved Silk paint on:
D | Sloping soffit of staircases | 30 | m2 | 1500 | 45000
E | Soffit of landing | 9 | m2 | 1500 | 13500
F | Sides of staircases | 7 | m2 | 1500 | 10500
| Carried to Collection |  |  | N | 119600
COLLECTION
| page /6 |  |  | 1767560
| page /7 |  |  | 2103640
| page /8 |  |  | 119600
STAIRCASES
| Carried to Summary |  |  | N | 3990800
Element Nr. 5
ROOF
E10: In situ concrete
Reinforced Insitu Concrete
Vibrated Ready Mix Concrete grade 25 (1:2:4) in:
[8 empty] | 0.83 | 60.424
A | Beams | 21 | m3 | 94000 | 1974000
B | Roof deck | 2 | m3 | 94000 | 188000
C | gutter and copping |  | m3 | 94000 | 0
E30: Reinforcement for in situ concrete
High yield deformed bars to BS 4449 in beams, facia, slab, & copping.
D | 16-10mm diameter bars | 1696 | kg | 770 | 1305920
E20: Formwork for in situ concrete
Sawn formwork to:
F | Soffits of roof deck | 15 | m2 | 6600 | 99000
F | Sides and soffits of roof beams | 228 | m2 | 6600 | 1504800
| Carried to Collection |  |  | N | 5071720
ROOF CONT'D
H72: 0.55mm longspan aluminium coloured roofing sheets or any other approved specification
A | Aluminium Long span roof covering | 155 | m2 | 8900 | 1379500
B | Wall flashing 300mm girth | 74 | m | 4450 | 329300 |  |  |  |  | 0
C | Eave angle flashing 150mm girth | 17 | m | 2670 | 45390 |  |  |  |  | 0
G20: Steel trusses/Timber framing/First fixing
Sawn hardwood roof carcass treated with solignum
D | Allow provisional sum for steel roof trusses |  | item
E | 100 x 50mm wall plate | 0 | m | 750 | 0
F | 100 x 50mm rafter |  | m | 750 | 0
G | 100 x 50mm tie beam |  | m | 750 | 0
H | 100 x 50mm struts |  | m | 750 | 0
J | 50 x 75mm hardwood purlins |  | m | 550 | 0
K | 25 x 3600mm hardwood fascia board |  | m | 550 | 0
F10: Brick/Block walling
Hollow sandcrete blockwork jointed in cement mortar
L | 225mm in parapet wall | 89 | m2 | 7500 | 667500
M20: Plastered/Rendered/Roughcast coatings
12mm Thick cement and sand (1:5) smooth rendering to:
M | Parapet wall | 89 | m2 | 1890 | 168210
N | Sides and soffits of concrete facia |  | m2 | 1890 | 0
M10: Sand cement/Concrete/Screeds/Toppings
Cement and sand (1:3) mix:
P | 50mm thick floated bed (roof slab) | 15 | m2 | 2650 | 39750
| Carried to Collection |  |  | N | 2629650
ROOF CONT'D
H66: Bitumen felt shingling
3mm thick plasprufe or other approved bituminous felt
A | Soffit of roof slabs | 15 | m2 | 5500 | 82500
B | Vertical sides of parapet walls/Gutter | 89 | m2 | 5500 | 489500
C | Dishing arround rainwater oulet |  | Nr | 24000 | 0
POP Wall Floating
Prepare and apply ''aduplan'' or other equal and approved wall floating material on rendered walls
D | Parapet wall | 89 | m2 | 1400 | 124600
E | Sides and soffits of concrete facia | 0 | m | 590 | 0
M60: Texture Paint
Prepare and apply standard coat ofWeather Shield paint on
F | Parapet wall | 89 | m2 | 2200 | 195800
G | Sides and soffits of concrete facia |  | m2 | 2200 | 0
| Carried to Collection |  |  | N | 892400
COLLECTION
| page /9 |  |  | 5071720
| page /10 |  |  | 2629650
| page /11 |  |  | 892400
ROOF
| Carried to Summary |  |  | N | 8593770
Element Nr. 6
EXTERNAL WALLS
F10: Brick/Block walling
Hollow sandcrete blockwork laid and jointed in cement mortar (1:3) mix:
647
A | 230mm wall | 407.19 | m2 | 7500 | 3053925 |  |  | #REF!
B | 150mm wall |  | m2 | 7000 | 0
E10: In situ concrete
Vibrated Ready Mix Concrete grade 25 (1:2:4) in:
C | Lintels | 5.8455 | m3 | 94000 | 549472.3
E30: Reinforcement for in situ concrete
High yield deformed bars to BS 4449 in lintels
D | 12mm diameter bars | 401 | kg | 770 | 308770
E | 10mm diameter bars in links and stirrups | 169 | kg | 770 | 130130
E20: Formwork for in situ concrete
Sawn formwork to:
F | Sides and soffits of lintels | 76.245 | m2 | 6600 | 503217
EXTERNAL WALLS
| Carried to Summary |  |  | N | 4545514.3
Element Nr. 7
WINDOWS AND EXTERNAL DOORS
L11: Metal windows/rooflights/screens/louvres
L10: Windows/roofing-lights/Screens/ Louvres
| Single openable pannel aluminium casement/Sliding window coupled with top and bottom fixed light,EBM Profile,flyscreen, powder coated aluminium section and double glazed with 10mm thick bronze tinted. |  |  |  |  | 175000
A | Window size 1800 x 1500mm high | 28 | Nr | 472500 | 13230000 | 2.7 | 472500
B | Ditto 1200 x 1500mm high | 14 | Nr | 315000 | 4410000 | 1.8 | 315000
C | Ditto 600 x 600mm high | 8 | Nr | 63000 | 504000 | 0.36 | 63000
| Window Subframe |  |  |  |  | 5000
D | Window size 1800 x 1500mm high | 28 | Nr | 33000 | 924000 | 6.6 | 33000
0
E | Ditto 1200 x 1500mm high | 14 | Nr | 27000 | 378000 | 5.4 | 27000
0
F | Ditto 600 x 600mm high | 8 | Nr | 12000 | 96000 | 2.4 | 12000
0
Supply and fix 2-10 track window doors for opening and light EBM Profile complete with frame, architrave and accessories from approved manufacturers. Glazed with 10mm thick glass
185000
G | Ditto 600x2100mm high | 5 | Nr | 4693080 | 23465400 | 25.368 | 4693080
H | Ditto 750x2100mm high | 11 | Nr | 2886000 | 31746000 | 15.6 | 2886000
J | Ditto 900x2100mm high | 8 | Nr | 1411920 | 11295360 | 7.632 | 1411920
K | Ditto 10200x2400mm high | 0 | Nr | 4528800 | 0 | 24.48 | 4528800
L | Ditto 3200x2400mm high | 0 | Nr | 1420800 | 0 | 7.68 | 1420800
M | Ditto 11900x2400mm high | 0 | Nr | 5283600 | 0 | 28.56 | 5283600
|  |  |  | 0 |  |  | 0
N | Ditto 3500x2400mm high | 0 | Nr | 1554000 | 0 | 8.4 | 1554000
|  |  |  | 0 |  |  | 0
P | Ditto 4450x2400mm high | 0 | Nr | 1975800 | 0 | 10.68 | 1975800
Supply and install Hi-Tech Security Door Complete with necessary accssories
Q | Door size 1100x2400mm high | 1 | Nr | 380000 | 380000
Q | Door size 900x2400mm high | 2 | Nr | 380000 | 760000
WINDOWS AND EXTERNAL DOORS
| Carried to Summary |  |  | N | 87188760
Element Nr. 8
INTERNAL WALLS
F10: Brick/Block walling
Hollow sandcrete blockwork laid and jointed in cement mortar (1:3) mix:
A | 230mm wall | 415.62 | m2 | 7500 | 3117150
B | 150mm wall | 32 | m2 | 7000 | 224000
E10: In situ concrete
Vibrated Ready Mix Concrete grade 25 (1:2:4) in:
C | Lintels | 2 | m3 | 94000 | 188000
E30: Reinforcement for in situ concrete
High yield deformed bars to BS 4449 in lintels
D | 12mm diameter bars | 134 | kg | 770 | 103180
E | 10mm diameter bars in links and stirrups | 56 | kg | 770 | 43120
E20: Formwork for in situ concrete
Sawn formwork to:
F | Sides and soffits of lintels | 20.079 | m2 | 6600 | 132521.4
INTERNAL WALLS
| Carried to Summary |  |  | N | 3807971.4
Element Nr. 9
INTERNAL DOORS
Wood work - doors/shutters/hatches
Supply and fix Single leaf Decorative sound panel door complete with frame, architrave and accessories from approved manufacturers.
A | Door size 1200x2400mm high |  | Nr | 370000 | 0
B | Door size 900x2400mm high | 8 | Nr | 281000 | 2248000
C | Ditto 750x2400mm high | 12 | Nr | 281000 | 3372000
INTERNAL DOORS
| Carried to Summary |  |  | N | 5620000
Element Nr. 10
WALL FINISHES
Internal work
M20: Plastered/Randered/Roughcast coatings
15mm thick cement and sand (1:4) smooth rendering to:
A | Walls | 886.81 | m2 | 1890 | 1676070.9
B | Ditto not exceeding 300mm girth including dressing around that arises. | 62 | m | 2000 | 124000
M31: Fibrous Plaster of Paris
POP Wall Floating
Prepare and apply ''aduplan'' or other equal and approved wall floating material on rendered walls
C | Rendered surfaces | 524.81 | m2 | 1100 | 577291
D | Rendered surfaces, width not exceeding 300mm | 62 | m | 450 | 27900
M60: Painting/Clear finishing
Prepare and apply two finishing coats of emulsion paint on:
E | Walls | 524.81 | m2 | 1500 | 787215
F | Ditto not exceeding 300mm girth | 62 | m | 550 | 34100
M40: Stone/Concrete/Quarry/Ceramic/ Mosaic tiling
Approved ceramic wall tiles bedded and jointed in cement and sand (1:3) screeded backing (measured separately) and pointed in matching coloured cement.
G | Kitchen walls | 112 | m2 | 7500 | 840000
H | Toilet walls | 250 | m2 | 7500 | 1875000
M10: Sand cement beds /Concrete/Screeds/ backings
Cement and sand (1:3) in backings
J | 15mm screeded backings | 362 | m2 | 2100 | 760200
External work
M20: Plastered/Rendered/Roughcast/ Coatings
15mm thick cement and sand (1:5) smooth rendering to:
K | Walls | 407.19 | m2 | 1890 | 769589.1
L | Parapet wall | 89 | m2 | 1890 | 168210
M | Ditto not exceeding 300mm girth including dressing the arrises |  | m | 2000 | 0
N | Capping on canopy and outdoor wall |  | m | 400 | 0
P | Dressing of groves on wall |  | m | 500 | 0
| Carried to Collection |  |  | N | 7639576
WALL FINISHES CONT'D
M40: Stone/Concrete/Quarry/Ceramic/ Mosaic tiling
Waterock stones tiles bedded and jointed in cement and sand (1:3) screeded backing (measured separately) and well pointed on walls
A | Wall tiles |  | m2 | 8200 | 0
M10: Sand cement beds /Concrete/Screeds/backings
Cement and sand (1:3) in backings
B | 15mm screeded backings |  | m2 | 2650 | 0
POP Wall Floating
Prepare and apply ''aduplan'' or other equal and approved wall floating material on rendered walls
C | Rendered surfaces | 407.19 | m2 | 1400 | 570066
D | Rendered surfaces, width not exceeding 300mm | 0 | m | 550 | 0
E | Window hoods |  | m2 | 1400 | 0
F | Dressing of groves on wall |  | m | 550 | 0
M60: Painting/Clear finishing
Prepare and apply two finishing coats of Dulux weather sheild paint and MC 50 wall screeding on:
G | Walls | 407.19 | m2 | 2200 | 895818
H | Rendered surfaces, width not exceeding 300mm | 0 | m | 900 | 0
J | Window hoods |  | m2 | 400 | 0
K | Capping on canopy and outdoor dwarf wall |  | m | 660 | 0
L | Groves on wall |  | m | 500 | 0
| Carried to collection |  |  | N | 1465884
COLLECTION
| page /17 |  |  | 7639576
| page /18 |  |  | 1465884
WALL FINISHES
| Carried to summary |  |  | N | 9105460
Element Nr. 12
FLOOR FINISHES
Internal work
M40: Stone/Concrete Quarry/Ceramic tilling/Mosaic
Ceramic floor tiles (Royal Tiles) of approved colour, bedded and jointed in cement and sand (1:3) mix floated bed (measured separately) with and including pointing with matching cement colour
A | 400x400x8mm unglazed tiles ( toilets) | 34 | m2 | 4900 | 166600
Fully vitrified ceramic tiles of approved colour bedded and jointed in cement and sand floated bed (measured separately) with and including pointing with matching cement mortar on:
B | 1200X1200X10mm porclelain floor tiles (public area) | 20 | m2 | 25600 | 512000
C | Ditto skirting 75mm high | 22 | m | 3840 | 84480
D | 600/300x600x8mm glazed CDK Nigerian floor tiles Ground floor) | 16 | m2 | 12350 | 197600
E | Ditto skirting 75mm high | 245 | m | 1852.5 | 453862.5
F | 600/300x600x8mm glazed CDK Nigerian floor tiles (Service floor) | 60 | m2 | 12350 | 741000
G | Ditto skirting 75mm high | 66 | m | 1852.5 | 122265
Vitrified tiles of approved colour bedded and jointed in cement and sand floated bed (measured separately) with and including pointing with matching cement mortar on:
H | 600/300x600x8mm glazed CDK Nigerian floor tiles (First-Second floor) | 206 | m2 | 12350 | 2544100
J | Ditto skirting 75mm high | 226.6 | m | 1852.5 | 419776.5
M10: Sand cement beds/Concrete/Screeds/ backings
Cement and sand (1:3) mix
K | 44mm screeded bed | 320 | m2 | 3100 | 992000
L | 15mm screeded backings | 314.6 | m | 1000 | 314600
External work
M50: Rubber/Plastics/Cork/Lino/ Carpet tiling sheeting
Granite Floor Tiles
M | 300x600x12mm unglazed black verona granite floor tiles in entrance |  | m2 | 23300 | 0
N | Ditto skirting 75mm high | 0 | m | 3495 | 0
M10: Sand cement beds/Concrete/Screeds/ backings
Cement and sand (1:3) mix
P | 42mm floated bed to receive floor tiles | 0 | m2 | 3100 | 0
Q | 15mm screeded backings | 0 | m | 1000 | 0
FLOOR FINISHES
| Carried to Summary |  |  | N | 6548284
Element Nr. 13
CEILING FINISHES
Internal and External works
M20: Plastered/Rendered/Roughcast/ Coatings
15mm thick rendering finished fair and smooth on:
A | Soffit of suspended floor slab | 426 | m2 | 2650 | 1128900
M31: Fibrous Plaster of Paris
POP Ceiling
B | Gypsum Board Suspended Ceiling | 426 | m2 | 12700 | 5410200
G20: Carpentary/Timber framing/ First fixing
Sawn Treated Hardwood
D | 50 x 50mm noggins | 1616 | m | 400 | 646400
M60: Painting/Clear finishing
Prepare, prime and apply two coats of emulsion paint on:
E | Soffits of suspended POP board | 426 | m2 | 1500 | 639000
CEILING FINISHES
| Carried to Summary |  |  | N | 7824500
Element Nr. 10
MECHANICAL INSTALLATIONS
Water supply and Waste water installation
A | 1" GREEN PPR pipe with socket | 43 | length | 4500 | 193500
B | 3/4" GREEN PPR pipe with socket | 129 | length | 3200 | 412800
B | 1/2" GREEN PPR pipe with socket | 215 | length | 3200 | 688000
C | 4" PVC pipe {4 bar} | 133 | length | 5700 | 758100
D | 2" PVC pipe {4 bar} | 129 | length | 3980 | 513420
E | 1" gate valve valve | 32 | nos | 4700 | 150400
F | 1" GREEN PPR tee | 54 | nos | 300 | 16200
G | 1" GREEN PPR elbow | 123 | nos | 300 | 36900
H | 1"x3/4"GREEN PPR tee | 65 | nos | 300 | 19500
J | 1"x3/4"GREEN PPR elbow | 154 | length | 300 | 46200
K | 1" GREEN PPR nipple | 64 | length | 300 | 19200
L | 1" GREEN PPR union | 71 | nos | 800 | 56800
M | 3/4" GREEN PPR tee | 76 | nos | 200 | 15200
N | 3/4" GREEN PPR elbow | 156 | nos | 200 | 31200
P | 3/4"x1/2" GREEN PPR tee | 32 | nos | 200 | 6400
Q | 3/4"x1/2" GREEN PPR elbow | 45 | nos | 200 | 9000
R | 3/4" gate valve | 32 | nos | 2200 | 70400
S | 3/4" GREEN PPR Nipples | 37 | nos | 200 | 7400
T | 3/4" GREEN PPR union | 61 | nos | 600 | 36600
U | 4" PVC bend | 147 | nos | 1200 | 176400
V | 4"x2" PVC tee | 45 | nos | 1300 | 58500
W | 4"x2" PVC socket | 32 | nos | 1000 | 32000
X | 4" PVC tee | 64 | nos | 1400 | 89600
Y | 4x45 degree bend | 32 | nos | 1200 | 38400
Z | 2" pvc bend | 176 | nos | 550 | 96800
A | 2" pvc tee | 76 | nos | 550 | 41800
B | 2x45 degree bend | 58 | nos | 550 | 31900
C | Big Agro gum | 43 | nos | 8200 | 352600
D | Gasket Gum | 35 | pkt | 10000 | 350000
E | Bondle of yarn rope | 14 | bundle | 1100 | 15400
F | Labour for water supply and Waste Pipping |  |  |  | 570000
| Carried to Collection |  |  | N | 4940620
MECHANICAL INSTALLATIONS continued ...
Plumbing Fittings
A | "GEBERIT" or other approved equal rimless closed-coupled wash-down Water Closet unit in vitreous China with Concealed Tank, horizontal outlet. Push button dual flush valve cistern (4 litres/2.5 litres), bottom supply and internal overflow; complete with seat and soft close cover. Dimension:620mm x365mm | 43 | nr | 450000 | 19350000
B | RAK or other approved counter top wash hand basin with cabinet in vitreous with triple tap hole, concealed bracket with fixing clamps and centre waste bracket: Dimension 1600 x 450mm. Mixer shall be Piccolo 3 basin mixer with chrome-plated pop-up waste. Bottle trap shall be 32mm chrome-plated with 75mm seal. | 1 | nr | 390000 | 390000
C | RAK or other approved counter top wash hand basin with cabinet in vitreous with dual tap hole, concealed bracket with fixing clamps and centre waste bracket: Dimension 1000 x 450mm. Mixer shall be Piccolo 2 basin mixer with chrome-plated pop-up waste. Bottle trap shall be 32mm chrome-plated with 75mm seal. | 3 | nr | 284000 | 852000
D | RAK or other approved wash hand basin in vitreous with single tap hole, concealed bracket with fixing clamps and centre waste bracket: Dimension 500 x 450mm. Mixer shall be Piccolo single basin mixer with chrome-plated pop-up waste. Bottle trap shall be 32mm chrome-plated with 75mm seal. | 37 | nr | 125000 | 4625000
E | Eago or equal and approved 1700x700mm fibre bath tub complete with 38mm bath waste, telephone shower, waste plug and chain and bath mixer | 2 | nr | 225000 | 450000
F | shower set with mixer | 37 | nr | 65000 | 2405000
G | 900mm fixed glass | 37 | nr | 198000 | 7326000
H | Water heater 15litres | 37 | nr | 65000 | 2405000
J | High quality polished chrome mounted tissue holders to match the sanitary fixtures supplied. | 43 | nr | 18000 | 774000
K | High quality toilet brush to match the sanitary fittings, complete with holder. | 43 | nr | 2300 | 98900
L | 580 x 425mm high quality Oval shape mirror with fixing accessories. | 43 | nr | 45000 | 1935000
M | High quality automatic hand dryer | 43 | nr | 35000 | 1505000
N | High quality automatic soap dispenser | 37 | nr | 25000 | 925000
P | Double bowl and double tray sink with High quality Mixer | 1 | nr | 143000 | 143000
Q | Allow for accessories for sanitary fittings installation (i.e angle valves, flexible connectors,etc) |  | Sum |  | 860000
R | Labour for installation of sanitary fittings |  | item |  | 875000
Airconditioning Installation
Supply and install the following for airconditioning
R | Airconditioning piping | 330 | m | 3125 | 1031250
S | Labour
| Carried to Collection |  |  | N | 45950150
MECHANICAL INSTALLATIONS continued ...
COLLECTION
| page /21 |  |  | 4940620
| page /22 |  |  | 45950150
PLUMBING INSTALLATIONS
| Carried to summary |  |  | N | 50890770
Element Nr. 11
ELECTRICAL INSTALLATIONS
A | SLAB INSTALLATION & BLOCK WORK REQUIREMENT+ INVERTER PIPING) |  |  |  |  | 4
SNR | DESCRIPTION OF ITEMS | UNIT | QTY | RATE | AMOUNT
1 | 20MM CONDUIT PVC PIPE ,AAA BRAND & NOTE: 45-LENGTH PER BUNDLE WITH 3-METER LENGTH PER PIPE | BUNDLE | 40 | 26700 | 1068000 | 10 | 40
2 | 20MM 4-WAY BOX, VEE-TEK BRAND | PKT | 24 | 2800 | 67200 | 6 | 24
3 | 20MM Y-WAY BOX, VEE-TEK BRAND | PCS | 24 | 240 | 5760 | 6 | 24
4 | 20MM U-WAY BOX, VEE-TEK BRAND | PCS | 120 | 240 | 28800 | 30 | 120
5 | 20MM JOINT COUPLER, VEE-TEK BRAND | PKT | 20 | 3000 | 60000 | 5 | 20
6 | 20MM M/F BUSHON, VEE-TEK BRAND | PKT | 20 | 2700 | 54000 | 5 | 20
7 | 25MM CONDUIT PVC PIPE , AAA BRAND & NOTE: 30- LENGTH PER BUNDLE WITH 3-METER LENGTH PER PIPE | BUNDLE | 10 | 28000 | 280000 | 2.5 | 10
8 | 25MM JOINT COUPLER, VEE-TEK BRAND | PKT | 4 | 3000 | 12000 | 1 | 4
9 | 25MM M/F BUSHON, VEE-TEK BRAND | PKT | 4 | 2300 | 9200 | 1 | 4
10 | 3" X 3" KNOCK OUT BOX, GENESIS BRAND | PKT | 96 | 1800 | 172800 | 24 | 96
11 | 3" X 6" KNOCKOUT BOX, GENESIS BRAND | PCS | 96 | 2900 | 278400 | 24 | 96
12 | 3" X 3" PLASTIC KNOCK OUT BOX DIGINITY BRAND | PCS | 80 | 450 | 36000 | 20 | 80
13 | 6" X 6" UPVC DEEP ADAPTABLE BOX, DIGNITY BRAND | PCS | 12 | 3100 | 37200 | 3 | 12
14 | 6" X 6" UPVC SHALLOW ADAPTABLE BOX, DIGNITY BRAND | PCS | 8 | 3100 | 24800 | 2 | 8
15 | 6" X 9" UPVC DEEP ADAPTABLE BOX, DIGNITY BRAND | PCS | 8 | 2100 | 16800 | 2 | 8
16 | 9" X 9" ELCB PLASTIC ENCLOSURE CET-SAN BRAND | PCS | 8 | 4700 | 37600 | 2 | 8
17 | PVC GUM SMALLER TIN WITH 0.236 LITRES, ABRO BRAND | TIN | 56 | 3000 | 168000 | 14 | 56
18 | 25MM UPVC CORRUGATED WHITE THICK FLEXIBLE CONDUIT PIPE ELECTROFLEX ABC POLYMER, 50-METER LONG | COIL | 4 | 27900 | 111600 | 1 | 4
19 | 20MM SADDLE CLIP | PKT | 4 | 3000 | 12000 | 1 | 4
20 | 25MM SADDLE CLIP | PKT | 4 | 3000 | 12000 | 1 | 4
21 | 75MM DIAMETER GREEN FLEXIBLE PIPE AS ARMOURED CABLE SLEEVE TO BUILDINGS | LM | 12 | 6200 | 74400 | 3 | 12
22 | 50MM DIAMETER BLACK FLEXIBLE CONDUITS FOR TV WALL | LM | 24 | 2400 | 57600 | 6 | 24
23 | CEMENT &SAND | BAG | 12 | 5500 | 66000 | 3 | 12
24 | INSTALLATION/LABOUR COST |  |  |  | 480000 |  | 0
| Carried to Collection |  |  |  | 3170160 |  | 0
0
B | AC CONDUIT PIPING REQUIREMENTS | UNIT | QTY | RATE | AMOUNT | QTY/UNIT | #VALUE!
1 | 50MM DIAMETER GREEN FLEXIBLE PIPE AS CONDUIT PIPING FOR AIR CONDITIONER, 22-METER PER ROLL | ROLL | 12 | 52000 | 624000 | 3 | 12
2 | 25MM-INCHES DRAINAGE PIPE, NIGER BRAND | LENGTH | 120 | 2000 | 240000 | 30 | 120
3 | 25MM ELBOW, NIGER BRAND | PCS | 120 | 300 | 36000 | 30 | 120
4 | 25MM BEND, NIGER BRAND | PCS | 60 | 300 | 18000 | 15 | 60
5 | PVC GUM SMALLER TIN WITH 0.236 LITRES, ABRO BRAND | TIN | 8 | 2500 | 20000 | 2 | 8
6 | CEMENT&SAND | BAG | 4 | 5500 | 22000 | 1 | 4
| INSTALLATION/LABOUR COST |  |  |  | 180000 |  | 0
| Carried to Collection |  |  |  | 1140000 |  | 0
0
0
C | COMMERCIAL SYSTEM PIPING(FIRE PROTECTION/DETECTION/ALARM SYSYTEM +SURVEILLANCE SYSTEM(CCTV CAMERA) + TV SATELITE SYSTEM + PABX INTERCOM TELEPHONE SYSTEM + MULTI ZONE CENTRAL & STAND-ALONE SOUND SYSTEM) | [5 empty] | 0
1 | 20MM CONDUIT PVC PIPE , AAA BRAND & NOTE: 45-LENGTH PER BUNDLE WITH 3-METER LENGTH PER PIPE | BUNDLE | 19 | 26700 | 507300 | 3 | 12
2 | 20MM 4-WAY BOX, VEE-TEK BRAND | PKT | 6 | 2800 | 16800 | 1 | 4
3 | 20MM JOINT COUPLER, VEE-TEK BRAND | PKT | 2 | 3000 | 6000 | 0.25 | 1
4 | 25MM CONDUIT PVC PIPE , AAA BRAND & NOTE: 30- LENGTH PER BUNDLE WITH 3-METER LENGTH PER PIPE | BUNDLE | 5 | 28000 | 140000 | 1 | 4
5 | 25MM JOINT COUPLER, VEE-TEK BRAND | PKT | 1 | 3000 | 3000 | 0.25 | 1
6 | 3" X 3" PLASTIC KNOCK OUT BOX DIGINITY BRAND | PCS | 80 | 450 | 36000 | 20 | 80
7 | 3" X 3" KNOCK OUT BOX, GENESIS BRAND | PKT | 8 | 1800 | 14400 | 2 | 8
8 | 4" X 4 UPVC SHALLOW ADAPTABLE BOX, DIGNITY BRAND | PCS | 80 | 580 | 46400 | 20 | 80
9 | 6" X 6" UPVC SHALLOW ADAPTABLE BOX, DIGNITY BRAND | PCS | 24 | 3100 | 74400 | 6 | 24
| 6" X 9" UPVC SHALLOW ADAPTABLE BOX, DIGNITY BRAND | PCS | 8 | 2100 | 16800 | 2 | 8
10 | PVC GUM SMALLER TIN WITH 0.236 LITRES, ABRO BRAND | TIN | 12 | 2500 | 30000 | 3 | 12
| 20MM SADDLE CLIP | PKT | 4 | 3000 | 12000 | 1 | 4
11 | 25MM SADDLE CLIP | PKT | 4 | 3000 | 12000 | 1 | 4
12 | 25MM UPVC CORRUGATED WHITE THICK FLEXIBLE CONDUIT PIPE ELECTROFLEX ABC POLYMER, 50-METER LONG | COIL | 4 | 27900 | 111600 | 1 | 4
| INSTALLATION/LABOUR COST |  |  |  | 200000 |  | 0
| Carried to Collection |  |  |  | 1226700 |  | 0
0
D | CABLE REQUIREMENT | UNIT | QTY | RATE | AMOUNT | QTY/UNIT | #VALUE!
| COLEMAN BRAND | [5 empty] | 0
1 | 1X 1.5MM RED PVC NIG CABLE | COIL | 52 | 21500 | 1118000 | 13 | 52
2 | 1X 1.5MM BLACK PVC NIG CABLE | COIL | 52 | 21500 | 1118000 | 10 | 40
3 | 1X 1.5MM GREEN PVC NIG CABLE | COIL | 52 | 21500 | 1118000 | 8.5 | 34
4 | 1X 2.5MM RED PVC NIG CABLE, | COIL | 28 | 35700 | 999600 | 7 | 28
5 | 2.5MM BLACK PVC NIG CABLE | COIL | 28 | 35700 | 999600 | 7 | 28
6 | 1X 2.5MM GREEN PVC NIG CABLE | COIL | 2 | 35700 | 71400 | 0.5 | 2
7 | 1X4MM RED PVC NIG CABLE STRANDED | COIL | 12 | 60000 | 720000 | 1.5 | 6
8 | 1X4MM BLACK PVC NIG CABLE STRANDED | COIL | 12 | 60000 | 720000 | 1.5 | 6
9 | 1X 10MM RED PVC NIG CABLE, STRANDED | COIL | 5 | 156000 | 780000 | 1 | 4
10 | 1X 10MM YELLOW PVC NIG CABLE, STRANDED | COIL | 5 | 156000 | 780000 | 1 | 4
11 | 1X 10MM BLUE PVC NIG CABLE, STRANDED | COIL | 5 | 156000 | 780000 | 1 | 4
12 | 1X 10MM BLACK PVC NIG CABLE, STRANDED | COIL | 5 | 156000 | 780000 | 1 | 4
13 | 125AMPS COMPLETE SINGLE PHASE DISTRIBUTION BOARD WITH 8-MCB D4 SIZE TO BE DEDICATED TO INVERTER, , INDO-ASIAN BRAND | NR | 8 | 35000 | 280000 | 2 | 8
14 | COMPLETE 3 PHASE DISTRIBUTION BOARD WITH 12-MCB D4 SIZE, , AV-LEGEND RANGE/S.S & C-TECH BRAND | NR | 4 | 54000 | 216000 | 1 | 4
15 | COMPLETE 3 PHASE DISTRIBUTION BOARD WITH 18- MCB D6 SIZE, AV-LEGEND RANGE/ S.S & C-TECH BRAND | NR | 4 | 51000 | 204000 | 1 | 4
16 | 100A TPN ELCB DEVICE, AV-TECH/ S.S & C-TECH BRAND | NR | 8 | 24000 | 192000 | 2 | 8
17 | 25MM UPVC CORRUGATED WHITE THICK FLEXIBLE CONDUIT PIPE ELECTROFLEX ABC POLYMER, 50-METER LONG | COIL | 4 | 24000 | 96000 | 1 | 4
| INSTALLATION/LABOUR COST |  |  |  | 400000 |  | 0
| Carried to Collection |  |  |  | 11372600 |  | 0
0
E | CABLE REQUIREMENT FOR RESIDENTIAL SYSTEM PIPING(FIRE PROTECTION/DETECTION/ALARM SYSYTEM +SURVEILLANCE SYSTEM(CCTV CAMERA) + TV SATELITE SYSTEM+ MULTI ZONE CENTRAL & STAND-ALONE SOUND SYSTEM) | [5 empty] | 0
| DESCRIPTION OF ITEMS | UNIT | QTY | RATE | AMOUNT | QTY | #VALUE!
1 | INTERCOM CABLEX300M , 100% CU, 2P+E, RG11 PROLINE UK EQUIVALENT I.E(BTEK OR KUBIS OR ASTEL OR PROMADAZ BRAND), 305-METER LONG | DRUM | 4 | 48000 | 192000 | 1 | 4
2 | TV CABLE RG6 COAXIAL, ASTEL BRANDX300M BLACK CODED COLOR, 305-METER LONG | DRUM | 4 | 42000 | 168000 | 1 | 4
3 | TV CABLE RG6 COAXIAL, ASTEL BRANDX300M WHITE STRIPE CODED COLOR AS SIGNAL INCOMER, 305-METER LONG | DRUM | 2 | 42000 | 84000 | 0.5 | 2
4 | COAXIAL CCTV CABLE(RG59 + POWER), PROMADAZ OR EXCEL BRAND, 305-METER LONG | DRUM | 4 | 78000 | 312000 | 1 | 4
5 | NETWORK CABLE CAT5E 100% COPPER, BRANDREX OR D-LINK BRAND | DRUM | 4 | 78000 | 312000 | 1 | 4
6 | 0.5MMX2CORE FLEXIBLE SPEAKER CABLE, C-DIVINE BRAND, 100-METER LONG | COIL | 8 | 45000 | 360000 | 2 | 8
7 | FIRE ALARM CABLE 2CX1.5MM DUTIX BRAND | COIL | 6 | 45000 | 270000 | 1.5 | 6
8 | ADDRESSABLE WIRED SMOKE DETECTORS CEILING MOUNTING ZETA BRAND FOR SHOPS ONLY | PCS | 28 | 25000 | 700000 | 7 | 28
9 | ADDRESSABLE FIRE ALARM SOUNDER/SIREN WITH FLASHER CHLORIDE BRAND | PCS | 4 | 43000 | 172000 | 1 | 4
10 | ADDRESSABLE RESETABLE BREAK GLASS ZETA BRAND | PCS | 8 | 25000 | 200000 | 2 | 8
11 | 45 AMPS 2- GANG DOUBLE POLE SWITCH TO SERVE AS PANEL MAINS CONTROLLER BETWEEN BACK-UP MAINS & AC MAINS | PCS | 8 | 12000 | 96000 | 2 | 8
12 | ADDRESSABLE FIREALARM CONTROL PANEL WITH 6-ZONES CHLORIDE BRAND UK OR OTHER EQUIVALENT | PCS | 4 | 280000 | 1120000 | 1 | 4
0
| INSTALLATION/LABOUR COST |  |  |  | 300000 |  | 0
| Carried to Collection |  |  |  | 4286000 |  | 0
0
F | LIGHT FIXTURES/LUMINAIRES REQUIREMENT | UNIT | QTY | RATE | AMOUNT | QTY/UNIT | #VALUE!
1 | 1 GANG 2-WAY WHITE COLOURED LIGHT SWITCH, SOFT TORCH AVATARON RANGE SCHNEIDER BRAND | PCS | 88 | 3450 | 303600 | 22 | 88
2 | 2 GANG 2-WAY WHITE COLOURED LIGHT SWITCH, SOFT TORCH AVATARON RANGE SCHNEIDER BRAND | PCS | 88 | 5150 | 453200 | 22 | 88
3 | 3 GANG 2-WAY WHITE COLOURED LIGHT SWITCH, SOFT TORCH AVATARON RANGE SCHNEIDER BRAND | PCS | 88 | 6700 | 589600 | 22 | 88
5 | 20A DP AIR CODITIONER WHITE COLOURED SWITCH SOFT TORCH AVATARON RANGE SCHNEIDER BRAND | PCS | 28 | 11950 | 334600 | 7 | 28
6 | 1 GANG 13A SINGLE SOCKET, SOFT TORCH AVATARON RANGE SCHNEIDER BRAND | PCS | 40 | 4000 | 160000 | 10 | 40
8 | 1 GANG 15A SINGLE SOCKET, SOFT TORCH AVATARON RANGE SCHNEIDER BRAND | PCS | 12 | 3400 | 40800 | 3 | 12
9 | 2 GANG 13A WHITE COLOURED DOUBLE SOCKET, SOFT TORCH AVATARON RANGE SCHNEIDER BRAND | PCS | 152 | 8031 | 1220712 | 38 | 152
10 | TELEVISION DATA SOCKET, SOFT TORCH AVATARON RANGE SCHNEIDER BRAND | PCS | 4 | 6500 | 26000 | 1 | 4
11 | WHITE COLOURED WITH ALUMINIUM BASED LED PANEL RECESSED LIGHTS ROUND IN SHAPE, WITH 3X7 -WATTS, THREE LUMENS COLOUR LIGHT EFFECT NAMELY( PURE WHITE LUMENS, WARM WHITE LUMENS, DAY LIGHT LUMENS) WITH STARTING VOLTAGE 85V-265V, RHOS/UK BRAND | PCS | 72 | 6500 | 468000 | 18 | 72
12 | WHITE COLOURED WITH ALUMINIUM BASED LED PANEL RECESSED LIGHTS ROUND IN SHAPE, WITH 3X12 WATTS, THREE LUMENS COLOUR LIGHT EFFECT NAMELY( PURE WHITE LUMENS, WARM WHITE LUMENS, DAY LIGHT LUMENS) WITH STARTING VOLTAGE 85V-265V, RHOS/UK BRAND | PCS | 4 | 7800 | 31200 | 1 | 4
13 | BLACK COLOURED STAIR WALL LED LIGHT WITH PIR MOTION SENSORS + LIGHT SENSOR, WARM WHITE LUMENS, WITH 3WATTS POWER CONSUMPTION, WITH STARTING VOLTAGE 85V-265V, RHOS/UK BRAND | PCS | 40 | 18000 | 720000 | 10 | 40
14 | KITCHEN ISLAND GLASS ICE-CUBE SHAPE SUSPENDING 3-IN- 1 PENDANTS WITH 20-WATT FILAMENT BULB EACH, WITH STARTING VOLTAGE 85V-265V, RHOS/UK BRAND RHOS/UK MODEL | PCS | 28 | 186000 | 5208000 | 7 | 28
15 | 4 INCH SILENT BATHROOM EXTRACTOR/VENTILATOR FAN WITH 8WATTS, , S&P SPANISH MODEL/BRAND/MAKER | PCS | 72 | 98000 | 7056000 | 18 | 72
16 | NEON LED STRIP/ROPE/SPIRAL/POP DESIGN LIGHT(1X9W) WARM WHITE LUMENS SQUARED DESIGN, 50-METER LONG RHOS BRAND, TO BE USED IN MAIN LOUNGE SECTION, FAMILY LOUNGE, MASTER BEDROOM, MADAM ROOM, PENT FLOOR SITING ROOM, BATHROOMS | REEL | 152 | 85000 | 12920000 | 38 | 152
17 | ROPE LIGHT PLUG & ROPE LIGHT IGNITOR AS SET, RHOS BRAND | PCS | 56 | 4200 | 235200 | 14 | 56
18 | ROPE LIGHT PIN CONNECTOR | PCS | 16 | 2200 | 35200 | 4 | 16
19 | 4" GERMAN SCREW WITH SMOOTH THREAD, 100PCS PER PARKET | PKT | 16 | 7500 | 120000 | 4 | 16
20 | CEILING MOUNT BA SCREWS LONG&SHORT, 50PCS PER PARKET | PKT | 8 | 1500 | 12000 | 2 | 8
21 | COVER BOX(3X3) ,FLATTEN TYPE, VTEK BRAND | PCS | 56 | 200 | 11200 | 14 | 56
22 | COVER BOX(3X6) ,FLATTEN TYPE, VTEK BRAND | PCS | 8 | 400 | 3200 | 2 | 8
23 | 20MM ROUND COVER BOX, VTEK BRAND | PCS | 8 | 200 | 1600 | 2 | 8
24 | 20MM CEILING ROSE,VTEK BRAND | PCS | 4 | 800 | 3200 | 1 | 4
25 | INSULATION TAPE/BLACK CELLOTAPE,(RYB) ABRO BRAND | PCS | 32 | 300 | 9600 | 8 | 32
26 | 45A DP SWITCH WITH RED ROCKER AS COOKER CONTROL UNIT(CCU), LEGRAND MODEL | PCS | 8 | 22000 | 176000 | 2 | 8
27 | 45A DP SWITCH WITH RED ROCKER AS CONTROL DEDICATED TO FREE STANDING FRIDGE, LEGRAND MODEL | PCS | 24 | 22000 | 528000 | 6 | 24
28 | 45A DP SWITCH WITH RED ROCKER AS CONTROL DEDICATED TO MICROWAVE&OVEN, LEGRAND MODEL | PCS | 32 | 22000 | 704000 | 8 | 32
29 | 45A DP SWITCH WITH RED ROCKER AS CONTROL DEDICATED TO SCULLERY KITCHEN, BG MODEL | PCS | 8 | 10000 | 80000 | 2 | 8
30 | 20A DP SWITCH WITH WHITE ROCKER AS CONTROL DEDICATED TOCENTRAL WATER HEATER TANKS, SCHENIDER MODEL | PCS | 8 | 11950 | 95600 | 2 | 8
31 | WHITE COLOURED WITH ALUMINIUM BASED LED PANEL RECESSED LIGHTS ROUND IN SHAPE, WITH 3X12 WATTS, THREE LUMENS COLOUR LIGHT EFFECT NAMELY( PURE WHITE LUMENS, WARM WHITE LUMENS, DAY LIGHT LUMENS) WITH STARTING VOLTAGE 85V-265V, RHOS/UK BRAND, TO BE DEDICATED TO ENTERANCE PORCH & GUEST ROOM CANTILEVER | PCS | 40 | 7800 | 312000 | 10 | 40
32 | BLACK COLOURED BODIED 10WATTS CEILING/SURFACE MOUNTED DOWN LIGHTS WITH COB LAMP, ROUND SHAPE, THREE LUMENS COLOUR LIGHT EFFECT NAMELY( PURE WHITE LUMENS, WARM WHITE LUMENS, DAY LIGHT LUMENS) WITH OPERATING VOLTAGE 85V-265V, SONIC-UK MODEL OR OTHER EQUIVQLENTS, TO BE DEDICATED TO ENTRANCE CANTILEVER, FRONTAL CANTILEVER AND STORE | PCS | 24 | 12000 | 288000 | 6 | 24
33 | BLACK COLOURED BODIED 10WATTS CEILING/SURFACE MOUNTED DOWN LIGHTS WITH COB LAMP, ROUND SHAPE, THREE LUMENS COLOUR LIGHT EFFECT NAMELY( PURE WHITE LUMENS, WARM WHITE LUMENS, DAY LIGHT LUMENS) WITH OPERATING VOLTAGE 85V-265V, SONIC-UK MODEL OR OTHER EQUIVQLENTS, TO BE DEDICATED FAMILY LIVING TERRACE, BEDROOM 1 TERRACE | PCS | 40 | 16500 | 660000 | 10 | 40
34 | (2X5WATTS +2WATTS, 3-IN-1) DUAL LUMENS/MULTIPLE COLOUR CHANGER, UP & DOWN LED WALL MOUNTED WALL WARSHER AS BUILDING SECURITY/ FAÇADE LIGHT WITH WHITE LUMENS & WARM WHITE LUMEN, WITH STARTING VOLTAGE 85V-265V, RHOS/UK BRAND. | PCS | 32 | 18000 | 576000 | 8 | 32
35 | 100A 4POLE EARTH LEAKAGE CIRCUIT BREAKER WITH 30mA SENSITIVITY/TRIPPING CURRENT, AV-TECH BRAND, | PCS | 24 | 29500 | 708000 | 6 | 24
| INSTALLATION/LABOUR COST |  |  |  | 540000
| Carried to Collection |  |  |  | 34630512
A | COLLECTIONS
| SLAB INSTALLATION & BLOCK WORK REQUIREMENT+ INVERTER PIPING) |  |  |  | 3170160
| AC CONDUIT PIPING REQUIREMENTS |  |  |  | 1140000
| COMMERCIAL SYSTEM PIPING(FIRE PROTECTION/DETECTION/ALARM SYSYTEM +SURVEILLANCE SYSTEM(CCTV CAMERA) + TV SATELITE SYSTEM + PABX INTERCOM TELEPHONE SYSTEM + MULTI ZONE CENTRAL & STAND-ALONE SOUND SYSTEM) |  |  |  | 1226700
| CABLE REQUIREMENT |  |  |  | 11372600
| CABLE REQUIREMENT FOR (FIRE PROTECTION/DETECTION/ALARM SYSYTEM +SURVEILLANCE SYSTEM(CCTV CAMERA) + TV SATELITE SYSTEM+ MULTI ZONE CENTRAL & STAND-ALONE SOUND SYSTEM) |  |  |  | 4286000
| LIGHT FIXTURES/LUMINAIRES REQUIREMENT |  |  |  | 34630512
ELECTRICAL INSTALLATIONS
| Carried to Collection |  |  | N | 55825972
SUMMARY
| SUBSTRUCTURE |  |  | 18109553.1308
| FRAME |  |  | 7943336.4733
| UPPER FLOORS |  |  | 10989300
| STAIRCASES |  |  | 1767560
| ROOF |  |  | 5071720
| EXTERNAL WALLS |  |  | 4545514.3
| WINDOWS AND EXTERNAL DOORS |  |  | 87188760
| INTERNAL WALLS |  |  | 3807971.4
| INTERNAL DOORS |  |  | 5620000
| WALL FINISHES |  |  | 7639576
| FLOOR FINISH |  |  | 6548284
| CEILING FINISH |  |  | 7824500
| PLUMBING INSTALLATIONS |  |  | 50890770
| ELECTRICAL INSTALLATIONS |  |  | 55825972
MAIN BUILDING - HOTEL
| Net construction cost/Blk |  |  |  | 273772817.3041
| Prelims @ 5% |  |  |  | 13688640.8652
| Add |  |  |  | 287461458.1693
| Contingency 5% |  |  |  | 14373072.9085
301834531.0778
| Vat @ 7.5% |  |  |  | 22637589.8308
| MAIN BUILDING |  |  | N | 324472120.9086
Carried to General Summary
| GFA | 2270 | M2
| COST/M2 |  |  | 142939.2603
| COST/UNIT |  |  | 81118030.2272
fg

## Cover Page
PROPOSED ESTATE DEVELOMENT
BILL OF QUANTITIES
PROJECT:
PROPOSED HOUSING ESTATE DEVELOPMENT, AT PLOT E-29, LUGBE EAST DISTRICT 1 , ABUJA - F.C.T.
CLIENT:
VON GARDEN CITY LIMITED
QUANTITY SURVEYORS
COST & TENDER LTD
Checked by;
QS YAHAYA KAMALDEEN MUHAMMED (MNIQS)
FEBRUARY, 2024.

## Cover page (6bd
MAIN BUILDING (6 BEDROOM FULLY DETATCHED )

## 6BD detatched
S/N | DESCRIPTION | QTY | UNIT | RATE | AMOUNT
ELEMENT NR. 1
SUBSTRUCTURE (All Provisional)
D20: EXCAVATING AND FILLING
| General Site Clearance |  |  |  |  | 544
A | Excavate oversite to remove vegetable soil average 150mm deep. | 249 | m2 | 500 | 124500 | 288
B | Excavate trench to receive foundation starting from stripped level and not exceeding 2.00m deep. | 77 | m3 | 1900 | 146300 | 832
C | Excavate pit for column bases starting from stripped level and not exceeding 1.50m deep. | 52 | m3 | 1900 | 98800 | 861.12
D | Excavate for working space including back filling arround retaining walls starting from stripped level and not exceeding 1.50m deep. |  | m3 | 1900 | 0
E | Level and compact bottom of excavation to receive concrete in foundation. | 66 | m2 | 250 | 16500
F | Remove surplus excavated material from site. | 12 | m3 | 1400 | 16800
G | Return, fill and consolidate selected excavated material around foundation. | 55 | m3 | 900 | 49500
H | Approved laterite earth filling to make up level well rammed and consolidated in layers of 500mm thick. | 44 | m3 | 6500 | 286000
J | 100mm thick approved rock hardcore filling well rammed and consolidated. | 147 | m2 | 4500 | 661500
K | Dieldrex 20" anti-termites to surfaces of excavation |  | m2 | 150 | 0
E10: In situ concrete
Vibrated Ready Mix Concrete Grade 10 in:
L | 50mm blinding under bed | 86 | m2 | 6500 | 559000
| Carried to Collection |  |  | N | 1958900
S/N | DESCRIPTION | QTY | UNIT | RATE | AMOUNT
SUBSTRUCTURE CONT'D
Reinforced insitu concrete
Vibrated Ready Mix Concrete grade 25 (1:3:6) in:
A | Foundation and steps | 12 | m3 | 95000 | 1140000
B | 150mm horizontal bed | 22 | m3 | 95000 | 2090000
Reinforced in-situ concrete
Vibrated Reinforced Insitu Concrete Grade 25 -(1:2:4) in:
C | Column Base | 16 | m3 | 95000 | 1520000
D | Colummn | 1 | m3 | 95000 | 95000
REINFORCEMENT
E30: Reinforcement for in situ concrete
High yield deformed bars to BS 4449 in
E | 16mm Diameter bar in Column base | 890 | kg | 1450 | 1290500
F | 25mm Diameter in columns |  | kg | 1450 | 0
G | 20mm Diameter in columns | 443 | kg | 1450 | 642350
H | 16mm Diameter in columns |  | kg | 1450 | 0
J | 10mm Diameter in columns | 75 | kg | 1450 | 108750
E20: Formwork for in situ concrete
Wrought formwork using Marine board to:
K | Sides of column bases | 38 | m2 | 8500 | 323000
L | Sides of Columns | 23 | m2 | 8500 | 195500
BRC Fabric mesh reinforcement to BS 4483 ref.No A.142 weighing 2.22kg/sq.m lapped 200mm at all joints in:
M | Bed | 148 | m2 | 2000 | 296000
E20: Formwork for in situ concrete
Sawn formwork to:
N | Sides of Floor bed | 51 | m2 | 8500 | 433500
| Carried to collection |  |  | N | 8134600
S/N | DESCRIPTION | QTY | UNIT | RATE | AMOUNT
SUBSTRUCTURE CONT'D
F10: Brick/Block walling
Hollow sandcrete blockwork filled solid with vibrated concrete grade 15 and jointed in cement mortar
A | 225mm wall | 146 | m2 | 13000 | 1898000
Damp Proofing
Damp proof membrane
B | 0.26mm polythene damp proof membrane lapped 450mm at all welted joints, laid on hardcore | 148 | m2 | 650 | 96200
Expansion Joints
C | Particle board set vertically between blockwall | 0 | m2 | 9500 | 0
D | Ditto between concrete bed, 150mm high | 0 | m2 | 2850 | 0
| Carried to collection |  |  | N | 1994200
COLLECTION
| page /2 |  |  | 1958900
| page /3 |  |  | 8134600
| page /4 |  |  | 1994200
SUBSTRUCTURE
| Carried to Summary |  |  | N | 12087700
S/N | DESCRIPTION | QTY | UNIT | RATE | AMOUNT
Element Nr. 2
FRAME
E10: In situ concrete
Reinforced Insitu Concrete
Vibrated Ready Mix Concrete grade 25 (1:2:4) in:
A | Columns | 8 | m3 | 95000 | 760000
B | Beams | 15 | m3 | 95000 | 1425000
C | Lift Shaft |  | m3 | 95000 | 0
E30: Reinforcement for in situ concrete
High yield deformed bars to BS 4449 in beams, columns
D | 25mm diameter bar |  | kg | 1450 | 0
E | 20mm diameter bar | 2495 | kg | 1450 | 3617750
F | 16mm diameter bar | 2380 | kg | 1450 | 3451000
G | 12mm diameter bar | 0 | kg | 1450 | 0
H | 10mm diameter links and stirrups | 1509 | kg | 1450 | 2188050
E20: Formwork for in situ concrete
Sawn formwork to:
J | Vertical sides of columns | 130 | m2 | 8500 | 1105000
K | sides and soffits of beams | 180 | m2 | 8500 | 1530000
FRAME
| carried to Summary |  |  | N | 14076800
S/N | DESCRIPTION | QTY | UNIT | RATE | AMOUNT
Element Nr. 3
UPPER FLOOR
E10: In situ concrete
Reinforced Insitu Concrete
Vibrated Ready Mix Concrete grade 25 (1:2:4) in:
A | Suspended floor slabs | 46 | m3 | 95000 | 4370000
E30: Reinforcement for in situ concrete
High yield deformed bars to BS 4449 in concrete floor slabs ,lift bases and wall.
B | 10-12mm diameter bars | 4830 | kg | 1450 | 7003500
E20: Formwork for in situ concrete
Sawn formwork to:
D | Horizontal soffit of suspended floor slab | 294 | m2 | 8500 | 2499000
E | Edge of slab 150mm wide | 101 | m | 1275 | 128775
UPPER FLOORS
| Carried to Summary |  |  | N | 14001275
S/N | DESCRIPTION | QTY | UNIT | RATE | AMOUNT
Element Nr. 4
STAIRCASES
E10: In situ concrete
Reinforced Insitu Concrete
Vibrated Ready Mix Concrete grade 25 (1:2:4) in:
A | Staircases including landings and beams | 5 | m3 | 95000 | 475000
E30: Reinforcement for in situ concrete
High yield deformed bars to BS 4449 in beams, staircases and landing
B | 12mm diameter bar | 685 | kg | 1450 | 993250
E20: Formwork for in situ concrete
Sawn formwork to:
C | Sloping soffit of staircases / ramps | 21 | m2 | 8500 | 178500
D | Soffits of landing | 5 | m2 | 8500 | 42500
E | Sides and soffits of beam | 16 | m2 | 8500 | 136000
F | Sides of staircases / ramps including cutting and fitting to risers. | 3 | m2 | 8500 | 25500
G | Risers of steps 150mm high | 33 | m | 1275 | 42075
H | Sides of Landing | 8 | m | 1275 | 10200
| Carried to Collection |  |  | N | 1903025
S/N |  | QTY | UNIT | RATE | AMOUNT
STAIRCASES CONT'D
M4O: Stone/Concrete/Quarry/Ceramic Tiling/Mosaic
Granite Floor Tiles
A | Landings | 7 | m2 | 23000 | 161000
B | Ditto treads of staircase 300mm wide | 10 | m | 6900 | 69000
C | Ditto risers of staircase 150mm high | 34 | m | 3450 | 117300
D | Ditto 75mm wide skirting along risers and tread | 18 | m | 1840 | 33120
M10: Sand cement/ Concrete/ Screeds/ Toppings
Cement and sand (1:3) mix:
E | 25mm thick floated bed (Landing) | 7 | m2 | 4500 | 31500
F | 15mm thick backing 150mm high (Risers) | 34 | m | 1500 | 51000
G | 25mm thick floated bed 300mm wide (Tread) | 10 | m | 2500 | 25000
H | 15mm thick backing 75mm high (Skirting) | 18 | m | 675 | 12150
M20: Plastered/Rendered/Roughcast coatings
15mm Thick cement and sand (1:5) smooth rendering to:
J | Sloping soffit of staircases | 21 | m2 | 3500 | 73500
K | Soffit of landing | 5 | m2 | 3500 | 17500
L | Sides of staircases | 3 | m2 | 3500 | 10500
| Carried to Collection |  |  | N | 601570
S/N |  | QTY | UNIT | RATE | AMOUNT
STAIRCASES CONT'D
P.O.P Floating
Prepare and apply aduplan or other approved floating materials on rendered surfaces
A | Sloping soffit of staircases | 21 | m2 | 1400 | 29400
B | Soffit of landing | 5 | m2 | 1400 | 7000
C | Sides of staircases | 3 | m2 | 1400 | 4200
M60: Painting/Clear finishing
Prepare, prime and apply 3 coats of Dulux or other equal and approved Silk paint on:
D | Sloping soffit of staircases | 21 | m2 | 2200 | 46200
E | Soffit of landing | 5 | m2 | 2200 | 11000
F | Sides of staircases | 3 | m2 | 2200 | 6600
| Carried to Collection |  |  | N | 104400
COLLECTION
| page /6 |  |  | 1903025
| page /7 |  |  | 601570
| page /8 |  |  | 104400
STAIRCASES
| Carried to Summary |  |  | N | 2608995
S/N |  | QTY | UNIT | RATE | AMOUNT
Element Nr. 5
ROOF
E10: In situ concrete
Reinforced Insitu Concrete
Vibrated Ready Mix Concrete grade 25 (1:2:4) in:
A | Beams | 12 | m3 | 95000 | 1140000
B | Roof deck and fascia | 3 | m3 | 95000 | 285000
E30: Reinforcement for in situ concrete
High yield deformed bars to BS 4449 in beams, facia, slab, & copping.
C | 25mm diameter bars |  | kg | 1450 | 0
D | 20mm diameter bars |  | kg | 1450 | 0
E | 16mm diameter bars | 752 | kg | 1450 | 1090400
F | 12mm diameter bars | 88 | kg | 1450 | 127600
G | 10mm diameter bars | 536 | kg | 1450 | 777200
E20: Formwork for in situ concrete
Sawn formwork to:
H | Sides and soffits of roof beams | 79 | m2 | 8500 | 671500
J | Edge and suffit of roof deck and facia | 22 | m2 | 1275 | 28050
| Carried to Collection |  |  | N | 4119750
S/N |  | QTY | UNIT | RATE | AMOUNT
ROOF CONT'D
H72: 0.7mm longspan aluminium coloured roofing sheets or any other approved specification
A | Aluminium Long span roof covering | 173 | m2 | 10100 | 1747300
G20: Steel trusses/Timber framing/First fixing
Sawn hardwood roof carcass treated with solignum
B | Allow provisional sum for steel roof trusses |  | item
C | 100 x 50mm wall plate | 46 | m | 800 | 36800
D | 100 x 50mm rafter | 116 | m | 800 | 92800
E | 100 x 50mm tie beam | 76 | m | 800 | 60800
F | 100 x 50mm struts | 145 | m | 800 | 116000
G | 50 x 75mm hardwood purlins | 157 | m | 550 | 86350
F10: Brick/Block walling
Hollow sandcrete blockwork jointed in cement mortar
H | 225mm in parapet wall | 99 | m2 | 10300 | 1019700
M20: Plastered/Rendered/Roughcast coatings
12mm Thick cement and sand (1:5) smooth rendering to:
J | Parapet wall | 198 | m2 | 3500 | 693000
K | Sides and soffits of concrete facia and deck | 16 | m2 | 3500 | 56000
M10: Sand cement/Concrete/Screeds/Toppings
Cement and sand (1:3) mix:
L | 50mm thick floated bed (roof slab) | 10 | m2 | 3200 | 32000
| Carried to Collection |  |  | N | 3940750
S/N |  | QTY | UNIT | RATE | AMOUNT
ROOF CONT'D
H66: Bitumen felt shingling
3mm thick plasprufe or other approved bituminous felt
A | Soffit of roof slabs | 0 | m2 | 7100 | 0
B | Vertical sides of parapet walls/Gutter | 0 | m2 | 7100 | 0
C | Dishing arround rainwater oulet |  | Nr | 24000 | 0
POP Wall Floating
Prepare and apply ''aduplan'' or other equal and approved wall floating material on rendered walls
D | Parapet wall | 99 | m2 | 1400 | 138600
E | Sides and soffits of concrete facia |  | m | 590 | 0
M60: Texture Paint
Prepare and apply standard coat ofWeather Shield paint on
F | Parapet wall | 198 | m2 | 2200 | 435600
G | Sides and soffits of concrete facia |  | m2 | 2200 | 0
| Carried to Collection |  |  | N | 574200
COLLECTION
| page /9 |  |  | 4119750
| page /10 |  |  | 3940750
| page /11 |  |  | 574200
ROOF
| Carried to Summary |  |  | N | 8634700
S/N |  | QTY | UNIT | RATE | AMOUNT
Element Nr. 6
EXTERNAL WALLS
F10: Brick/Block walling
Hollow sandcrete blockwork laid and jointed in cement mortar (1:3) mix:
A | 230mm wall | 366 | m2 | 10300 | 3769800
B | 150mm wall |  | m2 | 9500 | 0
Expansion Joints
C | Particle board set vertically between blockwall |  | m2 | 9500 | 0
E10: In situ concrete
Vibrated Ready Mix Concrete grade 25 (1:2:4) in:
D | Lintels | 1 | m3 | 95000 | 95000
E30: Reinforcement for in situ concrete
High yield deformed bars to BS 4449 in lintels
D | 12mm diameter bars | 64 | kg | 1450 | 92800
E | 10mm diameter bars in links and stirrups | 34 | kg | 1450 | 49300
E20: Formwork for in situ concrete
Sawn formwork to:
F | Sides and soffits of lintels | 12 | m2 | 8500 | 102000
EXTERNAL WALLS
| Carried to Summary |  |  | N | 4108900
S/N |  | QTY | UNIT | RATE | AMOUNT
Element Nr. 7
WINDOWS AND EXTERNAL DOORS
L11: Metal windows/rooflights/screens/louvres
L10: Windows/roofing-lights/Screens/ Louvres
Single openable pannel aluminium casement/Sliding window coupled with top and bottom fixed light,EBM Profile,flyscreen, powder coated aluminium section and double glazed with 10mm thick bronze tinted.
A | Window size 1500 x 1800mm high | 20 | Nr | 175500 | 3510000
B | Ditto 1200 x 1800mm high | 6 | Nr | 140400 | 842400
C | Ditto 600 x 1800mm high | 2 | Nr | 70200 | 140400
D | Ditto 1200x1200mm high | 1 | Nr | 93600 | 93600
E | Ditto 600x1200mm high | 8 | Nr | 46800 | 374400
0
Window Subframe
F | Window size 1500 x 1800mm high | 20 | Nr | 17550 | 351000
G | Ditto 1200 x 1800mm high | 6 | Nr | 14040 | 84240
H | Ditto 600 x 1800mm high | 2 | Nr | 7020 | 14040
J | Ditto 1200x1200mm high | 1 | Nr | 9360 | 9360
K | Ditto 600x1200mm high | 8 | Nr | 4680 | 37440
Supply and install Hi-Tech Security Door Complete with necessary accssories
L | Door size 1200x2700mm high | 4 | Nr | 486000 | 1944000
M | Ditto 900x2700mm high | 5 | Nr | 365500 | 1827500
WINDOWS AND EXTERNAL DOORS
| Carried to Summary |  |  | N | 9228380
S/N |  | QTY | UNIT | RATE | AMOUNT
Element Nr. 8
INTERNAL WALLS
F10: Brick/Block walling
Hollow sandcrete blockwork laid and jointed in cement mortar (1:3) mix:
A | 230mm wall | 338 | m2 | 10300 | 3481400
B | 150mm wall | 96 | m2 | 9500 | 912000
E10: In situ concrete
Vibrated Ready Mix Concrete grade 25 (1:2:4) in:
C | Lintels | 1 | m3 | 95000 | 95000
E30: Reinforcement for in situ concrete
High yield deformed bars to BS 4449 in lintels
D | 12mm diameter bars | 64 | kg | 1450 | 92800
E | 10mm diameter bars in links and stirrups | 34 | kg | 1450 | 49300
E20: Formwork for in situ concrete
Sawn formwork to:
F | Sides and soffits of lintels | 12 | m2 | 8500 | 102000
INTERNAL WALLS
| Carried to Summary |  |  | N | 4732500
S/N |  | QTY | UNIT | RATE | AMOUNT
Element Nr. 9
INTERNAL DOORS
Wood work - doors/shutters/hatches
Supply and fix Single leaf Decorative sound panel door complete with frame, architrave and accessories from approved manufacturers.
A | Ditto 900x2100mm high | 9 | Nr | 170100 | 1530900
B | Ditto 1500x2700mm high Glass sliding door | 2 | Nr | 318938 | 637876
C | Ditto 750x2100mm high | 8 | Nr | 141750 | 1134000
INTERNAL DOORS
| Carried to Summary |  |  | N | 3302776
S/N |  | QTY | UNIT | RATE | AMOUNT
Element Nr. 10
FITTINGS AND FIXTURES
N10:General fixtures/furnishing/equipment
Wardrobes obtainable from approved manufacturers"
A | Size 6600mm long x 600mm deep x 2800mm high in second floor |  | Nr | 990000
B | Size 3900mm long x 600mm deep x 2800mm high in first floor |  | Nr | 585000
C | Ditto 3000mm long x 600mm x 2800 high in rooms |  | Nr | 450000
D | Ditto 1200mm long x 600mm x 2800 high in rooms |  | Nr | 180000
N11: Domestic kitchen fitting
Kitchen carbinets obtainable from approved manufacturers"
F | Supply and fix kitchen cabinet size 11000mm long x 600mm deep x 900mm high with wall mounted constructed of MBF quality laminated plywood complete with granite work tops | 1 | Nr | 3500000 | 3500000
L30: Stairs/Walkways/Balustrades
Supply and fix the followings approved pattern 1000mm high stainless steel:
G | Staircase handrails. 1200mm high | 14 | m | 58000 | 812000
H | Ditto balcony | 7 | m | 39000 | 273000
Supply and fix the following:
J | Fabricate and install Aluminium duct cover | 5 | m2 | 65000 | 325000
K | Ditto: pergula |  | m2 | 12000 | 0
Felt
Single ply of paralon NT4 prefabricated membrane bitumen felt for water proofing on
L | Toilet floor lapped on wall |  | m2 | 6500 | 0
FITTINGS AND FIXTURES
| carried to summary |  |  | N | 4910000
S/N |  | QTY | UNIT | RATE | AMOUNT
Element Nr. 11
WALL FINISHES
Internal work
M20: Plastered/Randered/Roughcast coatings
15mm thick cement and sand (1:4) smooth rendering to:
A | Walls | 1234 | m2 | 3500 | 4319000
B | Ditto not exceeding 300mm girth including dressing around that arises. | 168 | m | 1050 | 176400
M31: Fibrous Plaster of Paris
POP Wall Floating
Prepare and apply ''aduplan'' or other equal and approved wall floating material on rendered walls
C | Rendered surfaces | 993 | m2 | 1400 | 1390200
D | Rendered surfaces, width not exceeding 300mm | 168 | m | 450 | 75600
M60: Painting/Clear finishing
Prepare and apply two finishing coats of emulsion paint on:
E | Walls | 993 | m2 | 2200 | 2184600
F | Ditto not exceeding 300mm girth | 168 | m | 660 | 110880
M40: Stone/Concrete/Quarry/Ceramic/ Mosaic tiling
Approved ceramic wall tiles bedded and jointed in cement and sand (1:3) screeded backing (measured separately) and pointed in matching coloured cement.
G | Kitchen walls | 81 | m2 | 7500 | 607500
H | Toilet walls | 160 | m2 | 7500 | 1200000
M10: Sand cement beds /Concrete/Screeds/ backings
Cement and sand (1:3) in backings
J | 15mm screeded backings | 241 | m2 | 2100 | 506100
External work
M20: Plastered/Rendered/Roughcast/ Coatings
15mm thick cement and sand (1:5) smooth rendering to:
K | Walls | 366 | m2 | 3500 | 1281000
L | Parapet wall |  | m2 | 3500 | 0
M | Ditto not exceeding 300mm girth including dressing the arrises | 199 | m | 1050 | 208950
| Carried to Collection |  |  | N | 12060230
S/N |  | QTY | UNIT | RATE | AMOUNT
WALL FINISHES CONT'D
M40: Stone/Concrete/Quarry/Ceramic/ Mosaic tiling
Waterock stones tiles bedded and jointed in cement and sand (1:3) screeded backing (measured separately) and well pointed on walls
A | Wall tiles |  | m2 | 8200 | 0
M10: Sand cement beds /Concrete/Screeds/backings
Cement and sand (1:3) in backings
B | 15mm screeded backings |  | m2 | 2650 | 0
POP Wall Floating
Prepare and apply ''aduplan'' or other equal and approved wall floating material on rendered walls
C | Rendered surfaces | 366 | m2 | 1400 | 512400
D | Rendered surfaces, width not exceeding 300mm | 199 | m | 550 | 109450
E | Window hoods |  | m2 | 1400 | 0
F | Dressing of groves on wall |  | m | 550 | 0
M60: Painting/Clear finishing
Prepare and apply two finishing coats of Dulux weather sheild paint and MC 50 wall screeding on:
G | Walls | 366 | m2 | 2200 | 805200
H | Rendered surfaces, width not exceeding 300mm | 199 | m | 900 | 179100
J | Window hoods |  | m2 |  | 0
K | Capping on canopy and outdoor dwarf wall |  | m | 660 | 0
L | Groves on wall |  | m |  | 0
| Carried to collection |  |  | N | 1606150
COLLECTION
| page /17 |  |  | 12060230
| page /18 |  |  | 1606150
WALL FINISHES
| Carried to summary |  |  | N | 13666380
S/N |  | QTY | UNIT | RATE | AMOUNT
Element Nr. 12
FLOOR FINISHES
Internal work
M40: Stone/Concrete Quarry/Ceramic tilling/Mosaic
Ceramic floor tiles (Royal Tiles) of approved colour, bedded and jointed in cement and sand (1:3) mix floated bed (measured separately) with and including pointing with matching cement colour
A | 400x400x8mm non slip/unglazed tiles ( toilets) | 49 | m2 | 8500 | 416500
Fully vitrified ceramic tiles of approved colour bedded and jointed in cement and sand floated bed (measured separately) with and including pointing with matching cement mortar on:
B | 600X600X8mm porclelain floor tiles (Lounge, dinnig,anti room ) | 114 | m2 | 12350 | 1407900
C | Ditto skirting 75mm high | 125.4 | m | 1852.5 | 232303.5
D | 600/300x600x8mm glazed CDK Nigerian floor tiles in kitchen and store) | 28 | m2 | 12350 | 345800
E | Ditto skirting 75mm high | 30.8 | m | 1852.5 | 57057
F | 600/300x600x8mm glazed CDK Nigerian floor tiles in bedrooms | 165 | m2 | 12350 | 2037750
G | Ditto skirting 75mm high | 181.5 | m | 1852.5 | 336228.75
H | 600/300x600x8mm glazed CDK Nigerian floor tiles |  | m2 | 12350 | 0
J | Ditto skirting 75mm high | 0 | m | 1852.5 | 0
M10: Sand cement beds/Concrete/Screeds/ backings
Cement and sand (1:3) mix
K | 44mm screeded bed | 356 | m2 | 4200 | 1495200
L | 15mm screeded backings | 337.7 | m | 630 | 212751
External work
M50: Rubber/Plastics/Cork/Lino/ Carpet tiling sheeting
Marble Floor Tiles
M | 300x600x12mm unglazed black verona granite floor tiles in entrance porch, balcony,terrace | 19 | m2 | 23300 | 442700
N | Ditto skirting 75mm high | 20.9 | m | 1747.5 | 36522.75
M10: Sand cement beds/Concrete/Screeds/ backings
Cement and sand (1:3) mix
P | 42mm floated bed to receive floor tiles | 19 | m2 | 4200 | 79800
Q | 15mm screeded backings | 20.9 | m | 315 | 6583.5
FLOOR FINISHES
| Carried to Summary |  |  | N | 7107096.5
S/N |  | QTY | UNIT | RATE | AMOUNT
Element Nr. 13
CEILING FINISHES
Internal and External works
M20: Plastered/Rendered/Roughcast/ Coatings
15mm thick rendering finished fair and smooth on:
A | Soffit of suspended floor slab |  | m2 | 3500 | 0
M31: Fibrous Plaster of Paris
POP Ceiling
B | Gypsum Board Suspended Ceiling | 375 | m2 | 13200 | 4950000
G20: Carpentary/Timber framing/ First fixing
Sawn Treated Hardwood
C | 50 x 50mm noggins | 526 | m | 550 | 289300
M60: Painting/Clear finishing
Prepare, prime and apply two coats of emulsion paint on:
D | Soffits of suspended POP board | 375 | m2 | 2200 | 825000
CEILING FINISHES
| Carried to Summary |  |  | N | 6064300
S/N |  | QTY | UNIT | RATE | AMOUNT
Element Nr. 14
MECHANICAL INSTALLATIONS
A | Allow a provisional sum for Mechanical Installation to include pipping, fittings and accessories |  |  |  | 3660000
PLUMBING INSTALLATIONS
| Carried to summary |  |  | N | 3660000
S/N |  | QTY | UNIT | RATE | AMOUNT
Element Nr. 15
ELECTRICAL INSTALLATIONS
S/N | DESCRIPTION OF ITEMS | UNIT | QTY | RATE | AMOUNT
A | Allow a provisional sum for Electrical Installation to include pipping, wiring and fittings | sum |  |  | 5124000
ELECTRICAL INSTALLATIONS
| Carried to summary |  |  | N | 5124000
SUMMARY
| SUBSTRUCTURE |  |  | 12087700
| FRAME |  |  | 14076800
| UPPER FLOORS |  |  | 14001275
| STAIRCASES |  |  | 2608995
| ROOF |  |  | 8634700
| EXTERNAL WALLS |  |  | 4108900
| WINDOWS AND EXTERNAL DOORS |  |  | 9228380
| INTERNAL WALLS |  |  | 4732500
| INTERNAL DOORS |  |  | 3302776
| FITTINGS & FIXTURES |  |  | 4910000
| WALL FINISHES |  |  | 12060230
| FLOOR FINISH |  |  | 7107096.5
| CEILING FINISH |  |  | 6064300
| PLUMBING INSTALLATIONS |  |  | 3660000
| ELECTRICAL INSTALLATIONS |  |  | 5124000
MAIN BUILDING - 6 bedroom fully detached
| Net construction cost/Blk |  |  |  | 111707652.5
| Prelims @ 5% |  |  |  | 5585382.625
| Add |  |  |  | 117293035.125
| Contingency 5% |  |  |  | 5864651.7563
123157686.8812
| Vat @ 7.5% |  |  |  | 9236826.5161
| MAIN BUILDING |  |  | N | 132394513.3973
Carried to General Summary
| GFA | 487.6 | M2
| COST/M2 |  |  | 271522.792
fg

## Cover page 4bd semi detached
MAIN BUILDING (4 BEDROOM SEMI DETACHED DUPLEX )

## 4BD SEMI-DETACHED
S/N | DESCRIPTION | QTY | UNIT | RATE | AMOUNT
ELEMENT NR. 1
SUBSTRUCTURE (All Provisional)
D20: EXCAVATING AND FILLING
General Site Clearance
A | Excavate oversite to remove vegetable soil average 150mm deep. | 672 | m2 | 500 | 336000
B | Excavate trench to receive foundation starting from stripped level and not exceeding 2.00m deep. | 166 | m3 | 1900 | 315400
C | Excavate pit for column bases starting from stripped level and not exceeding 1.50m deep. | 104 | m3 | 1900 | 197600
D | Excavate for working space including back filling arround retaining walls starting from stripped level and not exceeding 1.50m deep. |  | m3 | 1900 | 0
E | Level and compact bottom of excavation to receive concrete in foundation. | 210 | m2 | 250 | 52500
F | Remove surplus excavated material from site. | 158 | m3 | 1400 | 221200
G | Return, fill and consolidate selected excavated material around foundation. | 112 | m3 | 900 | 100800
H | Approved laterite earth filling to make up level well rammed and consolidated in layers of 500mm thick. | 72 | m3 | 6500 | 468000
J | 100mm thick approved rock hardcore filling well rammed and consolidated. | 36 | m2 | 4500 | 162000
K | Dieldrex 20" anti-termites to surfaces of excavation |  | m2 | 150 | 0
E10: In situ concrete
Vibrated Ready Mix Concrete Grade 10 in:
L | 50mm blinding under bed | 420 | m2 | 6500 | 2730000
| Carried to Collection |  |  | N | 4583500
S/N | DESCRIPTION | QTY | UNIT | RATE | AMOUNT
SUBSTRUCTURE CONT'D
Reinforced insitu concrete
Vibrated Ready Mix Concrete grade 25 (1:3:6) in:
A | Foundation and steps | 28 | m3 | 95000 | 2660000
B | 150mm horizontal bed | 44 | m3 | 95000 | 4180000
Reinforced in-situ concrete
Vibrated Reinforced Insitu Concrete Grade 25 -(1:2:4) in:
C | Column Base | 32 | m3 | 95000 | 3040000
D | Colummn | 2 | m3 | 95000 | 190000
REINFORCEMENT
E30: Reinforcement for in situ concrete
High yield deformed bars to BS 4449 in
E | 16mm Diameter bar in Column base | 1344 | kg | 1450 | 1948800
F | 25mm Diameter in columns | 0 | kg | 1450 | 0
G | 20mm Diameter in columns |  | kg | 1450 | 0
H | 16mm Diameter in columns | 530 | kg | 1450 | 768500
J | 10mm Diameter in columns | 176 | kg | 1450 | 255200
E20: Formwork for in situ concrete
Wrought formwork using Marine board to:
K | Sides of column bases | 76 | m2 | 8500 | 646000
L | Sides of Columns | 2 | m2 | 8500 | 17000
BRC Fabric mesh reinforcement to BS 4483 ref.No A.142 weighing 2.22kg/sq.m lapped 200mm at all joints in:
M | Bed | 288 | m2 | 2000 | 576000
E20: Formwork for in situ concrete
Sawn formwork to:
N | Sides of Floor bed | 102 | m2 | 8500 | 867000
| Carried to collection |  |  | N | 15148500
S/N | DESCRIPTION | QTY | UNIT | RATE | AMOUNT
SUBSTRUCTURE CONT'D
F10: Brick/Block walling
Hollow sandcrete blockwork filled solid with vibrated concrete grade 15 and jointed in cement mortar
A | 225mm wall | 312 | m2 | 13000 | 4056000
Damp Proofing
Damp proof membrane
B | 0.26mm polythene damp proof membrane lapped 450mm at all welted joints, laid on hardcore | 288 | m2 | 650 | 187200
Expansion Joints
C | Particle board set vertically between blockwall | 11 | m2 | 9500 | 104500
D | Ditto between concrete bed, 150mm high | 1 | m2 | 2850 | 2850
| Carried to collection |  |  | N | 4350550
COLLECTION
| page /2 |  |  | 4583500
| page /3 |  |  | 15148500
| page /4 |  |  | 4350550
SUBSTRUCTURE
| Carried to Summary |  |  | N | 24082550
S/N | DESCRIPTION | QTY | UNIT | RATE | AMOUNT
Element Nr. 2
FRAME
E10: In situ concrete
Reinforced Insitu Concrete
Vibrated Ready Mix Concrete grade 25 (1:2:4) in:
A | Columns | 8 | m3 | 95000 | 760000
B | Beams | 26 | m3 | 95000 | 2470000
C | Lift Shaft |  | m3 | 95000 | 0
E30: Reinforcement for in situ concrete
High yield deformed bars to BS 4449 in beams, columns
D | 25mm diameter bar |  | kg | 1450 | 0
E | 20mm diameter bar | 1940 | kg | 1450 | 2813000
F | 16mm diameter bar | 2538 | kg | 1450 | 3680100
G | 12mm diameter bar | 0 | kg | 1450 | 0
H | 10mm diameter links and stirrups | 1644 | kg | 1450 | 2383800
E20: Formwork for in situ concrete
Sawn formwork to:
J | Vertical sides of columns | 88 | m2 | 8500 | 748000
K | sides and soffits of beams | 274 | m2 | 8500 | 2329000
FRAME
| carried to Summary |  |  | N | 15183900
S/N | DESCRIPTION | QTY | UNIT | RATE | AMOUNT
Element Nr. 3
UPPER FLOOR
E10: In situ concrete
Reinforced Insitu Concrete
Vibrated Ready Mix Concrete grade 25 (1:2:4) in:
A | Suspended floor slabs | 54 | m3 | 95000 | 5130000
E30: Reinforcement for in situ concrete
High yield deformed bars to BS 4449 in concrete floor slabs ,lift bases and wall.
B | 12mm diameter bars | 6282 | kg | 1450 | 9108900
C | 10mm diameter bars |  | kg | 1450 | 0
E20: Formwork for in situ concrete
Sawn formwork to:
D | Horizontal soffit of suspended floor slab | 284 | m2 | 8500 | 2414000
E | Edge of slab 150mm wide | 110 | m | 1275 | 140250
UPPER FLOORS
| Carried to Summary |  |  | N | 16793150
S/N | DESCRIPTION | QTY | UNIT | RATE | AMOUNT
Element Nr. 4
STAIRCASES
E10: In situ concrete
Reinforced Insitu Concrete
Vibrated Ready Mix Concrete grade 25 (1:2:4) in:
A | Staircases including landings and beams | 6 | m3 | 95000 | 570000
E30: Reinforcement for in situ concrete
High yield deformed bars to BS 4449 in beams, staircases and landing
B | 12mm diameter bar | 574 | kg | 1450 | 832300
E20: Formwork for in situ concrete
Sawn formwork to:
C | Sloping soffit of staircases / ramps | 20 | m2 | 8500 | 170000
D | Soffits of landing | 6 | m2 | 8500 | 51000
E | Sides and soffits of beam | 162 | m2 | 8500 | 1377000
F | Sides of staircases / ramps including cutting and fitting to risers. | 4 | m2 | 8500 | 34000
G | Risers of steps 150mm high | 34 | m | 1275 | 43350
H | Sides of Landing | 8 | m | 1275 | 10200
| Carried to Collection |  |  | N | 3087850
S/N |  | QTY | UNIT | RATE | AMOUNT
STAIRCASES CONT'D
M4O: Stone/Concrete/Quarry/Ceramic Tiling/Mosaic
Granite Floor Tiles
A | Landings | 8 | m2 | 23000 | 184000
B | Ditto treads of staircase 300mm wide | 10 | m | 6900 | 69000
C | Ditto risers of staircase 150mm high | 32 | m | 3450 | 110400
D | Ditto 75mm wide skirting along risers and tread | 62 | m | 1840 | 114080
M10: Sand cement/ Concrete/ Screeds/ Toppings
Cement and sand (1:3) mix:
E | 25mm thick floated bed (Landing) | 8 | m2 | 4500 | 36000
F | 15mm thick backing 150mm high (Risers) | 32 | m | 1500 | 48000
G | 25mm thick floated bed 300mm wide (Tread) | 10 | m | 2500 | 25000
H | 15mm thick backing 75mm high (Skirting) | 62 | m | 675 | 41850
M20: Plastered/Rendered/Roughcast coatings
15mm Thick cement and sand (1:5) smooth rendering to:
J | Sloping soffit of staircases | 20 | m2 | 3500 | 70000
K | Soffit of landing | 6 | m2 | 3500 | 21000
L | Sides of staircases | 4 | m2 | 3500 | 14000
| Carried to Collection |  |  | N | 733330
S/N |  | QTY | UNIT | RATE | AMOUNT
STAIRCASES CONT'D
P.O.P Floating
Prepare and apply aduplan or other approved floating materials on rendered surfaces
A | Sloping soffit of staircases | 20 | m2 | 1400 | 28000
B | Soffit of landing | 6 | m2 | 1400 | 8400
C | Sides of staircases | 4 | m2 | 1400 | 5600
M60: Painting/Clear finishing
Prepare, prime and apply 3 coats of Dulux or other equal and approved Silk paint on:
D | Sloping soffit of staircases | 20 | m2 | 2200 | 44000
E | Soffit of landing | 6 | m2 | 2200 | 13200
F | Sides of staircases | 4 | m2 | 2200 | 8800
| Carried to Collection |  |  | N | 108000
COLLECTION
| page /6 |  |  | 3087850
| page /7 |  |  | 733330
| page /8 |  |  | 108000
STAIRCASES
| Carried to Summary |  |  | N | 3929180
S/N |  | QTY | UNIT | RATE | AMOUNT
Element Nr. 5
ROOF
E10: In situ concrete
Reinforced Insitu Concrete
Vibrated Ready Mix Concrete grade 25 (1:2:4) in:
A | Beams | 21 | m3 | 95000 | 1995000
B | Roof deck | 6 | m3 | 95000 | 570000
E30: Reinforcement for in situ concrete
High yield deformed bars to BS 4449 in beams, facia, slab, & copping.
C | 25mm diameter bars |  | kg |  | 0
D | 20mm diameter bars |  | kg |  | 0
E | 16mm diameter bars | 1128 | kg | 1450 | 1635600
F | 12mm diameter bars | 438 | kg | 1450 | 635100
G | 10mm diameter bars | 804 | kg | 1450 | 1165800
E20: Formwork for in situ concrete
Sawn formwork to:
H | Sides and soffits of roof beams | 164 | m2 | 8500 | 1394000
J | Edge and suffit of roof deck | 48 | m2 | 1275 | 61200
| Carried to Collection |  |  | N | 7456700
S/N |  | QTY | UNIT | RATE | AMOUNT
ROOF CONT'D
H72: 0.7mm longspan aluminium coloured roofing sheets or any other approved specification
A | Aluminium Long span roof covering | 354 | m2 | 10100 | 3575400
G20: Steel trusses/Timber framing/First fixing
Sawn hardwood roof carcass treated with solignum
B | Allow provisional sum for steel roof trusses |  | item
C | 100 x 50mm wall plate | 25 | m | 800 | 20000
D | 100 x 50mm rafter | 342 | m | 800 | 273600
E | 100 x 50mm tie beam | 338 | m | 800 | 270400
F | 100 x 50mm struts | 278 | m | 800 | 222400
G | 50 x 75mm hardwood purlins | 414 | m | 550 | 227700
F10: Brick/Block walling
Hollow sandcrete blockwork jointed in cement mortar
H | 225mm in parapet wall | 128 | m2 | 10300 | 1318400
M20: Plastered/Rendered/Roughcast coatings
12mm Thick cement and sand (1:5) smooth rendering to:
J | Parapet wall | 348 | m2 | 3500 | 1218000
K | Sides and soffits of concrete facia | 206 | m2 | 3500 | 721000
M10: Sand cement/Concrete/Screeds/Toppings
Cement and sand (1:3) mix:
L | 50mm thick floated bed (roof slab) | 21 | m2 | 3200 | 67200
| Carried to Collection |  |  | N | 7914100
S/N |  | QTY | UNIT | RATE | AMOUNT
ROOF CONT'D
H66: Bitumen felt shingling
3mm thick plasprufe or other approved bituminous felt
A | Soffit of roof slabs | 21 | m2 | 7100 | 149100
B | Vertical sides of parapet walls/Gutter | 0 | m2 | 7100 | 0
C | Dishing arround rainwater oulet |  | Nr | 24000 | 0
POP Wall Floating
Prepare and apply ''aduplan'' or other equal and approved wall floating material on rendered walls
D | Parapet wall | 348 | m2 | 1400 | 487200
E | Sides and soffits of concrete facia | 206 | m | 590 | 121540
M60: Texture Paint
Prepare and apply standard coat ofWeather Shield paint on
F | Parapet wall | 348 | m2 | 2200 | 765600
G | Sides and soffits of concrete facia | 206 | m2 | 2200 | 453200
| Carried to Collection |  |  | N | 1976640
COLLECTION
| page /9 |  |  | 7456700
| page /10 |  |  | 7914100
| page /11 |  |  | 1976640
ROOF
| Carried to Summary |  |  | N | 17347440
S/N |  | QTY | UNIT | RATE | AMOUNT
Element Nr. 6
EXTERNAL WALLS
F10: Brick/Block walling
Hollow sandcrete blockwork laid and jointed in cement mortar (1:3) mix:
A | 230mm wall | 543 | m2 | 10300 | 5592900
B | 150mm wall |  | m2 | 9500 | 0
Expansion Joints
C | Particle board set vertically between blockwall | 51 | m2 | 9500 | 484500
E10: In situ concrete
Vibrated Ready Mix Concrete grade 25 (1:2:4) in:
D | Lintels | 2 | m3 | 95000 | 190000
E30: Reinforcement for in situ concrete
High yield deformed bars to BS 4449 in lintels
D | 12mm diameter bars | 195 | kg | 1450 | 282750
E | 10mm diameter bars in links and stirrups | 142 | kg | 1450 | 205900
E20: Formwork for in situ concrete
Sawn formwork to:
F | Sides and soffits of lintels | 31 | m2 | 8500 | 263500
EXTERNAL WALLS
| Carried to Summary |  |  | N | 7019550
S/N |  | QTY | UNIT | RATE | AMOUNT
Element Nr. 7
WINDOWS AND EXTERNAL DOORS
L11: Metal windows/rooflights/screens/louvres
L10: Windows/roofing-lights/Screens/ Louvres
Single openable pannel aluminium casement/Sliding window coupled with top and bottom fixed light,EBM Profile,flyscreen, powder coated aluminium section and double glazed with 10mm thick bronze tinted.
A | Window size 1500 x 1800mm high | 24 | Nr | 175500 | 4212000
B | Ditto 1200 x 1800mm high | 11 | Nr | 140400 | 1544400
C | Ditto 600 x 1800mm high | 6 | Nr | 70200 | 421200
D | Ditto 1200x1200mm high |  | Nr | 93600 | 0
E | Ditto 600x1200mm high | 14 | Nr | 46800 | 655200
0
Window Subframe
F | Window size 1500 x 1800mm high | 24 | Nr | 17550 | 421200
G | Ditto 1200 x 1800mm high | 11 | Nr | 14040 | 154440
H | Ditto 600 x 1800mm high | 6 | Nr | 7020 | 42120
J | Ditto 1200x1200mm high | 0 | Nr | 9360 | 0
E | Ditto 600x1200mm high | 14 | Nr | 4680 | 65520
WINDOWS AND EXTERNAL DOORS
| Carried to Summary |  |  | N | 7516080
S/N |  | QTY | UNIT | RATE | AMOUNT
Element Nr. 8
INTERNAL WALLS
F10: Brick/Block walling
Hollow sandcrete blockwork laid and jointed in cement mortar (1:3) mix:
A | 230mm wall | 404 | m2 | 10300 | 4161200
B | 150mm wall | 220 | m2 | 9500 | 2090000
E10: In situ concrete
Vibrated Ready Mix Concrete grade 25 (1:2:4) in:
C | Lintels | 2 | m3 | 95000 | 190000
E30: Reinforcement for in situ concrete
High yield deformed bars to BS 4449 in lintels
D | 12mm diameter bars | 195 | kg | 1450 | 282750
E | 10mm diameter bars in links and stirrups | 142 | kg | 1450 | 205900
E20: Formwork for in situ concrete
Sawn formwork to:
F | Sides and soffits of lintels | 31 | m2 | 8500 | 263500
INTERNAL WALLS
| Carried to Summary |  |  | N | 7193350
S/N |  | QTY | UNIT | RATE | AMOUNT
Element Nr. 9
INTERNAL DOORS
Wood work - doors/shutters/hatches
Supply and fix Single leaf Decorative sound panel door complete with frame, architrave and accessories from approved manufacturers.
A | Door size 1200x2700mm high | 7 | Nr | 291600 | 2041200
B | Ditto 900x2700mm high | 6 | Nr | 218700 | 1312200
C | Ditto 900x2100mm high | 14 | Nr | 170100 | 2381400
D | Ditto 1500x2700mm high Glass sliding door | 2 | Nr | 318938 | 637876
E | Ditto 750x2100mm high | 12 | Nr | 141750 | 1701000
INTERNAL DOORS
| Carried to Summary |  |  | N | 8073676
S/N |  | QTY | UNIT | RATE | AMOUNT
Element Nr. 10
FITTINGS AND FIXTURES
N10:General fixtures/furnishing/equipment
Wardrobes obtainable from approved manufacturers"
A | Size 4600mm long x 600mm deep x 2800mm high in first floor |  | Nr | 1656000 | 0
B | Size 2960mm long x 600mm deep x 2800mm high in first floor |  | Nr | 1065600 | 0
C | Ditto 1610mm long x 600mm x 2800 high in rooms |  | Nr | 611800 | 0
D | Ditto 1530mm long x 600mm x 2800 high in rooms |  | Nr | 581400 | 0
N11: Domestic kitchen fitting
Kitchen carbinets obtainable from approved manufacturers"
F | Supply and fix kitchen cabinet size 8000mm long x 600mm deep x 900mm high with wall mounted constructed of MBF quality laminated plywood complete with granite work tops | 2 | Nr | 3500000 | 7000000
L30: Stairs/Walkways/Balustrades
Supply and fix the followings approved pattern 1000mm high stainless steel:
G | Staircase handrails. 1200mm high | 30 | m | 58000 | 1740000
H | Ditto Stair balcony | 12 | m | 39000 | 468000
Supply and fix the following:
J | Fabricate and install Aluminium duct cover | 0 | m2 | 65000 | 0
K | Ditto: pergula |  | m2 | 12000 | 0
Felt
Single ply of paralon NT4 prefabricated membrane bitumen felt for water proofing on
L | Toilet floor lapped on wall |  | m2 | 6500 | 0
FITTINGS AND FIXTURES
| carried to summary |  |  | N | 9208000
S/N |  | QTY | UNIT | RATE | AMOUNT
Element Nr. 11
WALL FINISHES
Internal work
M20: Plastered/Randered/Roughcast coatings
15mm thick cement and sand (1:4) smooth rendering to:
A | Walls | 1808 | m2 | 3500 | 6328000
B | Ditto not exceeding 300mm girth including dressing around that arises. |  | m | 1050 | 0
M31: Fibrous Plaster of Paris
POP Wall Floating
Prepare and apply ''aduplan'' or other equal and approved wall floating material on rendered walls
C | Rendered surfaces | 1390 | m2 | 1400 | 1946000
D | Rendered surfaces, width not exceeding 300mm | 300 | m | 420 | 126000
M60: Painting/Clear finishing
Prepare and apply two finishing coats of emulsion paint on:
E | Walls | 1390 | m2 | 2200 | 3058000
F | Ditto not exceeding 300mm girth | 300 | m | 660 | 198000
M40: Stone/Concrete/Quarry/Ceramic/ Mosaic tiling
Approved ceramic wall tiles bedded and jointed in cement and sand (1:3) screeded backing (measured separately) and pointed in matching coloured cement.
G | Kitchen walls | 112 | m2 | 7500 | 840000
H | Toilet walls | 306 | m2 | 7500 | 2295000
M10: Sand cement beds /Concrete/Screeds/ backings
Cement and sand (1:3) in backings
J | 15mm screeded backings | 418 | m2 | 3200 | 1337600
External work
M20: Plastered/Rendered/Roughcast/ Coatings
15mm thick cement and sand (1:5) smooth rendering to:
K | Walls | 543 | m2 | 3500 | 1900500
L | Parapet wall |  | m2 | 3500 | 0
M | Ditto not exceeding 300mm girth including dressing the arrises | 215 | m | 1050 | 225750
| Carried to Collection |  |  | N | 18254850
S/N |  | QTY | UNIT | RATE | AMOUNT
WALL FINISHES CONT'D
M40: Stone/Concrete/Quarry/Ceramic/ Mosaic tiling
Waterock stones tiles bedded and jointed in cement and sand (1:3) screeded backing (measured separately) and well pointed on walls
A | Wall tiles |  | m2 | 8200 | 0
M10: Sand cement beds /Concrete/Screeds/backings
Cement and sand (1:3) in backings
B | 15mm screeded backings |  | m2 | 3200 | 0
POP Wall Floating
Prepare and apply ''aduplan'' or other equal and approved wall floating material on rendered walls
C | Rendered surfaces | 543 | m2 | 1400 | 760200
D | Rendered surfaces, width not exceeding 300mm | 215 | m | 420 | 90300
E | Window hoods |  | m2 | 1400 | 0
F | Dressing of groves on wall |  | m | 420 | 0
M60: Painting/Clear finishing
Prepare and apply two finishing coats of Dulux weather sheild paint and MC 50 wall screeding on:
G | Walls | 543 | m2 | 2200 | 1194600
H | Rendered surfaces, width not exceeding 300mm | 215 | m | 660 | 141900
J | Window hoods |  | m2 |  | 0
K | Capping on canopy and outdoor dwarf wall |  | m | 660 | 0
L | Groves on wall |  | m |  | 0
| Carried to collection |  |  | N | 2187000
COLLECTION
| page /17 |  |  | 18254850
| page /18 |  |  | 2187000
WALL FINISHES
| Carried to summary |  |  | N | 20441850
S/N |  | QTY | UNIT | RATE | AMOUNT
Element Nr. 12
FLOOR FINISHES
Internal work
M40: Stone/Concrete Quarry/Ceramic tilling/Mosaic
Ceramic floor tiles (Royal Tiles) of approved colour, bedded and jointed in cement and sand (1:3) mix floated bed (measured separately) with and including pointing with matching cement colour
A | 400x400x8mm non slip/unglazed tiles ( toilets, kitchen) | 66 | m2 | 8500 | 561000
Fully vitrified ceramic tiles of approved colour bedded and jointed in cement and sand floated bed (measured separately) with and including pointing with matching cement mortar on:
B | 1200X1200X10mm porclelain floor tiles (Lounge, dinnig, store) | 130 | m2 | 12350 | 1605500
C | Ditto skirting 75mm high | 143 | m | 1852.5 | 264907.5
D | 600/300x600x8mm glazed CDK Nigerian floor tiles in kitchen ) | 36 | m2 | 12350 | 444600
E | Ditto skirting 75mm high | 39.6 | m | 1852.5 | 73359
F | 600/300x600x8mm glazed CDK Nigerian floor tiles in bedrooms, lobby, and closets | 210 | m2 | 12350 | 2593500
G | Ditto skirting 75mm high | 231 | m | 1852.5 | 427927.5
H | 600/300x600x8mm glazed CDK Nigerian floor tiles in (Ante room, foyer, Stairhall) | 62 | m2 | 12350 | 765700
J | Ditto skirting 75mm high | 68.2 | m | 1852.5 | 126340.5
M10: Sand cement beds/Concrete/Screeds/ backings
Cement and sand (1:3) mix
K | 44mm screeded bed | 504 | m2 | 4200 | 2116800
L | 15mm screeded backings | 481.8 | m | 630 | 303534
External work
M50: Rubber/Plastics/Cork/Lino/ Carpet tiling sheeting
Marble Floor Tiles
M | 300x600x12mm unglazed black verona granite floor tiles in entrance porch, balcony,terrace | 32 | m2 | 23000 | 736000
N | Ditto skirting 75mm high | 35.2 | m | 3450 | 121440
M10: Sand cement beds/Concrete/Screeds/ backings
Cement and sand (1:3) mix
P | 42mm floated bed to receive floor tiles | 32 | m2 | 4200 | 134400
Q | 15mm screeded backings | 35.2 | m | 630 | 22176
FLOOR FINISHES
| Carried to Summary |  |  | N | 10297184.5
S/N |  | QTY | UNIT | RATE | AMOUNT
Element Nr. 13
CEILING FINISHES
Internal and External works
M20: Plastered/Rendered/Roughcast/ Coatings
15mm thick rendering finished fair and smooth on:
A | Soffit of suspended floor slab and roof |  | m2 | 3500 | 0
M31: Fibrous Plaster of Paris
POP Ceiling
B | Gypsum Board Suspended Ceiling | 540 | m2 | 13200 | 7128000
G20: Carpentary/Timber framing/ First fixing
Sawn Treated Hardwood
C | 50 x 50mm noggins | 2557 | m | 550 | 1406350
M60: Painting/Clear finishing
Prepare, prime and apply two coats of emulsion paint on:
D | Soffits of suspended POP board | 540 | m2 | 2200 | 1188000
CEILING FINISHES
| Carried to Summary |  |  | N | 9722350
S/N |  | QTY | UNIT | RATE | AMOUNT
Element Nr. 14
MECHANICAL INSTALLATIONS
| Allow a provisional sum for Mechanical Installation to include pipping, fittings and accessories |  |  |  | 5500000 | 2750000
PLUMBING INSTALLATIONS
| Carried to summary |  |  | N | 5500000
Element Nr. 15
ELECTRICAL INSTALLATIONS
S/N | DESCRIPTION OF ITEMS | UNIT | QTY | RATE | AMOUNT
1 | Allow a provisional sum for Electrical Installation to include pipping, wiring and fittings | sum |  |  | 6083700
ELECTRICAL INSTALLATIONS
| Carried to summary |  |  | N | 6083700
SUMMARY
| SUBSTRUCTURE |  |  | 24082550
| FRAME |  |  | 15183900
| UPPER FLOORS |  |  | 16793150
| STAIRCASES |  |  | 3929180
| ROOF |  |  | 17347440
| EXTERNAL WALLS |  |  | 7019550
| WINDOWS AND EXTERNAL DOORS |  |  | 7516080
| INTERNAL WALLS |  |  | 7193350
| INTERNAL DOORS |  |  | 8073676
| FITTINGS & FIXTURES |  |  | 9208000
| WALL FINISHES |  |  | 18254850
| FLOOR FINISH |  |  | 10297184.5
| CEILING FINISH |  |  | 9722350
| PLUMBING INSTALLATIONS |  |  | 5500000
| ELECTRICAL INSTALLATIONS |  |  | 6083700
MAIN BUILDING - 4 bedroom semi detached
| Net construction cost/Blk |  |  |  | 166204960.5
| Prelims @ 5% |  |  |  | 8310248.025
| Add |  |  |  | 174515208.525
| Contingency 5% |  |  |  | 8725760.4263
183240968.9513
| Vat @ 7.5% |  |  |  | 13743072.6713
| MAIN BUILDING |  |  | N | 196984041.6226
Carried to General Summary
|  | GFA | 579 | M2
|  | COST/M2 |  |  | 340214.2342

## Cover page (3 bd terrace
MAIN BUILDING (3 BEDROOM TERRACE DUPLEX )

## 3BD TERRACE
S/N | DESCRIPTION | QTY | UNIT | RATE | AMOUNT
ELEMENT NR. 1
SUBSTRUCTURE (All Provisional)
D20: EXCAVATING AND FILLING
| General Site Clearance | [5 empty] | 544
A | Excavate oversite to remove vegetable soil average 150mm deep. | 1323 | m2 | 500 | 661500 |  | 288
B | Excavate trench to receive foundation starting from stripped level and not exceeding 2.00m deep. | 373 | m3 | 1900 | 708700 |  | 832
C | Excavate pit for column bases starting from stripped level and not exceeding 1.50m deep. | 478 | m3 | 1900 | 908200 |  | 861.12
D | Excavate for working space including back filling arround retaining walls starting from stripped level and not exceeding 1.50m deep. |  | m3 | 1900 | 0
E | Level and compact bottom of excavation to receive concrete in foundation. | 487 | m2 | 250 | 121750
F | Remove surplus excavated material from site. | 383 | m3 | 1400 | 536200
G | Return, fill and consolidate selected excavated material around foundation. | 468 | m3 | 900 | 421200
H | Approved laterite earth filling to make up level well rammed and consolidated in layers of 500mm thick. | 240.96 | m3 | 6500 | 1566240
J | 100mm thick approved rock hardcore filling well rammed and consolidated. | 803.2 | m2 | 4500 | 3614400
K | Dieldrex 20" anti-termites to surfaces of excavation |  | m2 | 150 | 0
E10: In situ concrete
Vibrated Ready Mix Concrete Grade 10 in:
L | 50mm blinding under bed | 239 | m2 | 6500 | 1553500
| Carried to Collection |  |  | N | 10091690
S/N | DESCRIPTION | QTY | UNIT | RATE | AMOUNT
SUBSTRUCTURE CONT'D
Reinforced insitu concrete
Vibrated Ready Mix Concrete grade 25 (1:3:6) in:
A | Foundation and steps | 69 | m3 | 95000 | 6555000
B | 150mm horizontal bed | 140 | m3 | 95000 | 13300000
Reinforced in-situ concrete
Vibrated Reinforced Insitu Concrete Grade 25 -(1:2:4) in:
C | Column Base | 108 | m3 | 95000 | 10260000
D | Colummn | 8 | m3 | 95000 | 760000
REINFORCEMENT
E30: Reinforcement for in situ concrete
High yield deformed bars to BS 4449 in
E | 12mm Diameter bar in Column base | 3728 | kg | 1450 | 5405600
F | 25mm Diameter in columns |  | kg | 1450 | 0
G | 20mm Diameter in columns |  | kg | 1450 | 0
H | 16mm Diameter in columns | 1870 | kg | 1450 | 2711500
J | 10mm Diameter in columns | 462 | kg | 1450 | 669900
E20: Formwork for in situ concrete
Wrought formwork using Marine board to:
K | Sides of column bases | 246 | m2 | 8500 | 2091000
L | Sides of Columns | 144 | m2 | 8500 | 1224000
BRC Fabric mesh reinforcement to BS 4483 ref.No A.142 weighing 2.22kg/sq.m lapped 200mm at all joints in:
M | Bed | 900 | m2 | 2000 | 1800000
E20: Formwork for in situ concrete
Sawn formwork to:
N | Sides of Floor bed | 244 | m | 975 | 237900
| Carried to collection |  |  | N | 45014900
S/N | DESCRIPTION | QTY | UNIT | RATE | AMOUNT
SUBSTRUCTURE CONT'D
F10: Brick/Block walling
Hollow sandcrete blockwork filled solid with vibrated concrete grade 15 and jointed in cement mortar
A | 225mm wall | 1005 | m2 | 13000 | 13065000
Damp Proofing
Damp proof membrane
B | 0.26mm polythene damp proof membrane lapped 450mm at all welted joints, laid on hardcore | 931 | m2 | 650 | 605150
Expansion Joints
C | Particle board set vertically between blockwall |  | m2 | 9500 | 0
D | Ditto between concrete bed, 150mm high |  | m2 | 2850 | 0
| Carried to collection |  |  | N | 13670150
COLLECTION
| page /2 |  |  | 10091690
| page /3 |  |  | 45014900
| page /4 |  |  | 13670150
SUBSTRUCTURE
| Carried to Summary |  |  | N | 68776740
S/N | DESCRIPTION | QTY | UNIT | RATE | AMOUNT
Element Nr. 2
FRAME
E10: In situ concrete
Reinforced Insitu Concrete
Vibrated Ready Mix Concrete grade 25 (1:2:4) in:
A | Columns | 25 | m3 | 95000 | 2375000
B | Beams | 49 | m3 | 95000 | 4655000
C | Lift Shaft |  | m3 | 95000 | 0
E30: Reinforcement for in situ concrete
High yield deformed bars to BS 4449 in beams, columns
D | 25mm diameter bar |  | kg | 1450 | 0
E | 20mm diameter bar | 5166 | kg | 1450 | 7490700
F | 16mm diameter bar | 7320 | kg | 1450 | 10614000
G | 12mm diameter bar | 2314 | kg | 1450 | 3355300
H | 10mm diameter links and stirrups | 1879 | kg | 1450 | 2724550
E20: Formwork for in situ concrete
Sawn formwork to:
J | Vertical sides of columns | 431 | m2 | 8500 | 3663500
K | sides and soffits of beams | 579 | m2 | 8500 | 4921500
FRAME
| carried to Summary |  |  | N | 39799550
S/N | DESCRIPTION | QTY | UNIT | RATE | AMOUNT
Element Nr. 3
UPPER FLOOR
E10: In situ concrete
Reinforced Insitu Concrete
Vibrated Ready Mix Concrete grade 25 (1:2:4) in:
A | Suspended floor slabs | 147 | m3 | 95000 | 13965000
E30: Reinforcement for in situ concrete
High yield deformed bars to BS 4449 in concrete floor slabs ,lift bases and wall.
B | 10-12mm diameter bars | 15435 | kg | 1450 | 22380750
E20: Formwork for in situ concrete
Sawn formwork to:
D | Horizontal soffit of suspended floor slab | 809.6 | m2 | 8500 | 6881600
E | Edge of slab 150mm wide | 300 | m | 1275 | 382500
UPPER FLOORS
| Carried to Summary |  |  | N | 43609850
S/N | DESCRIPTION | QTY | UNIT | RATE | AMOUNT
Element Nr. 4
STAIRCASES
E10: In situ concrete
Reinforced Insitu Concrete
Vibrated Ready Mix Concrete grade 25 (1:2:4) in:
A | Staircases including landings and beams | 17.6 | m3 | 95000 | 1672000
E30: Reinforcement for in situ concrete
High yield deformed bars to BS 4449 in beams, staircases and landing
B | 12mm diameter bar | 1144 | kg | 1450 | 1658800
E20: Formwork for in situ concrete
Sawn formwork to:
C | Sloping soffit of staircases / ramps | 104 | m2 | 8500 | 884000
D | Soffits of landing | 24 | m2 | 8500 | 204000
E | Sides and soffits of beam | 32 | m2 | 8500 | 272000
F | Sides of staircases / ramps including cutting and fitting to risers. | 32 | m2 | 8500 | 272000
G | Risers of steps 150mm high | 144 | m | 1275 | 183600
H | Sides of Landing | 64 | m | 1275 | 81600
| Carried to Collection |  |  | N | 5228000
S/N |  | QTY | UNIT | RATE | AMOUNT
STAIRCASES CONT'D
M4O: Stone/Concrete/Quarry/Ceramic Tiling/Mosaic
Granite Floor Tiles
A | Landings | 24 | m2 | 23000 | 552000
B | Ditto treads of staircase 300mm wide | 154 | m | 6900 | 1062600
C | Ditto risers of staircase 150mm high | 144 | m | 3450 | 496800
D | Ditto 75mm wide skirting along risers and tread | 72 | m | 1840 | 132480
M10: Sand cement/ Concrete/ Screeds/ Toppings
Cement and sand (1:3) mix:
E | 25mm thick floated bed (Landing) | 24 | m2 | 4500 | 108000
F | 15mm thick backing 150mm high (Risers) | 144 | m | 1500 | 216000
G | 25mm thick floated bed 300mm wide (Tread) | 154 | m | 2500 | 385000
H | 15mm thick backing 75mm high (Skirting) | 72 | m | 675 | 48600
M20: Plastered/Rendered/Roughcast coatings
15mm Thick cement and sand (1:5) smooth rendering to:
J | Sloping soffit of staircases | 104 | m2 | 3500 | 364000
K | Soffit of landing | 24 | m2 | 3500 | 84000
L | Sides of staircases | 32 | m2 | 3500 | 112000
| Carried to Collection |  |  | N | 3561480
S/N |  | QTY | UNIT | RATE | AMOUNT
STAIRCASES CONT'D
P.O.P Floating
Prepare and apply aduplan or other approved floating materials on rendered surfaces
A | Sloping soffit of staircases | 104 | m2 | 1400 | 145600
B | Soffit of landing | 24 | m2 | 1400 | 33600
C | Sides of staircases | 32 | m2 | 1400 | 44800
M60: Painting/Clear finishing
Prepare, prime and apply 3 coats of Dulux or other equal and approved Silk paint on:
D | Sloping soffit of staircases | 104 | m2 | 2200 | 228800
E | Soffit of landing | 24 | m2 | 2200 | 52800
F | Sides of staircases | 32 | m2 | 2200 | 70400
| Carried to Collection |  |  | N | 576000
COLLECTION
| page /6 |  |  | 5228000
| page /7 |  |  | 3561480
| page /8 |  |  | 576000
STAIRCASES
| Carried to Summary |  |  | N | 9365480
S/N |  | QTY | UNIT | RATE | AMOUNT
Element Nr. 5
ROOF
E10: In situ concrete
Reinforced Insitu Concrete
Vibrated Ready Mix Concrete grade 25 (1:2:4) in:
A | Beams | 48.12 | m3 | 95000 | 4571400
B | Roof slab, gutter and coping | 15 | m3 | 95000 | 1425000
E30: Reinforcement for in situ concrete
High yield deformed bars to BS 4449 in beams, facia, slab, & copping.
C | 25mm diameter bars |  | kg | 1450 | 0
D | 20mm diameter bars |  | kg | 1450 | 0
E | 16mm diameter bars | 5656 | kg | 1450 | 8201200
F | 12mm diameter bars | 792 | kg | 1450 | 1148400
G | 10mm diameter bars | 2153 | kg | 1450 | 3121850
E20: Formwork for in situ concrete
Sawn formwork to:
H | Sides and soffits of roof beams | 415 | m2 | 8500 | 3527500
J | Edge and suffit of roof slab and gutter | 82 | m2 | 8500 | 697000
| Carried to Collection |  |  | N | 22692350
S/N |  | QTY | UNIT | RATE | AMOUNT
ROOF CONT'D
H72: 0.7mm longspan aluminium coloured roofing sheets or any other approved specification
A | Aluminium Long span roof covering | 1129 | m2 | 10100 | 11402900
G20: Steel trusses/Timber framing/First fixing
Sawn hardwood roof carcass treated with solignum
B | Allow provisional sum for steel roof trusses |  | item
C | 100 x 50mm wall plate | 182 | m | 800 | 145600
D | 100 x 50mm rafter | 1026 | m | 800 | 820800
E | 100 x 50mm tie beam | 990 | m | 800 | 792000
F | 100 x 50mm struts | 1283 | m | 800 | 1026400
G | 50 x 75mm hardwood purlins | 1320 | m | 550 | 726000
F10: Brick/Block walling
Hollow sandcrete blockwork jointed in cement mortar
H | 225mm in parapet wall | 210 | m2 | 10300 | 2163000
M20: Plastered/Rendered/Roughcast coatings
12mm Thick cement and sand (1:5) smooth rendering to:
J | Parapet wall | 420 | m2 | 3500 | 1470000
K | Sides and soffits of concrete facia and slab | 82 | m2 | 3500 | 287000
M10: Sand cement/Concrete/Screeds/Toppings
Cement and sand (1:3) mix:
L | 50mm thick floated bed (roof slab) | 37 | m2 | 3200 | 118400
| Carried to Collection |  |  | N | 18952100
S/N |  | QTY | UNIT | RATE | AMOUNT
ROOF CONT'D
H66: Bitumen felt shingling
3mm thick plasprufe or other approved bituminous felt
A | Soffit of roof slabs | 37 | m2 | 7100 | 262700
B | Vertical sides of parapet walls/Gutter | 0 | m2 | 7100 | 0
C | Dishing arround rainwater oulet |  | Nr | 24000 | 0
POP Wall Floating
Prepare and apply ''aduplan'' or other equal and approved wall floating material on rendered walls
D | Parapet wall | 210 | m2 | 1400 | 294000
E | Sides and soffits of gutter | 76 | m | 590 | 44840
M60: Texture Paint
Prepare and apply standard coat ofWeather Shield paint on
F | Parapet wall | 210 | m2 | 2200 | 462000
G | Sides and soffits of gutter | 76 | m2 | 2200 | 167200
| Carried to Collection |  |  | N | 1230740
COLLECTION
| page /9 |  |  | 22692350
| page /10 |  |  | 18952100
| page /11 |  |  | 1230740
ROOF
| Carried to Summary |  |  | N | 42875190
S/N |  | QTY | UNIT | RATE | AMOUNT
Element Nr. 6
EXTERNAL WALLS
F10: Brick/Block walling
Hollow sandcrete blockwork laid and jointed in cement mortar (1:3) mix:
A | 230mm wall | 1433 | m2 | 10300 | 14759900
B | 150mm wall |  | m2 | 9500 | 0
Expansion Joints
C | Particle board set vertically between blockwall | 115.92 | m2 | 9500 | 1101240
E10: In situ concrete
Vibrated Ready Mix Concrete grade 25 (1:2:4) in:
D | Lintels | 2 | m3 | 95000 | 190000
E30: Reinforcement for in situ concrete
High yield deformed bars to BS 4449 in lintels
D | 12mm diameter bars | 96 | kg | 1450 | 139200
E | 10mm diameter bars in links and stirrups | 51 | kg | 1450 | 73950
E20: Formwork for in situ concrete
Sawn formwork to:
F | Sides and soffits of lintels | 19 | m2 | 8500 | 161500
EXTERNAL WALLS
| Carried to Summary |  |  | N | 16425790
S/N |  | QTY | UNIT | RATE | AMOUNT
Element Nr. 7
WINDOWS AND EXTERNAL DOORS
L11: Metal windows/rooflights/screens/louvres
L10: Windows/roofing-lights/Screens/ Louvres
Single openable pannel aluminium casement/Sliding window coupled with top and bottom fixed light,EBM Profile,flyscreen, powder coated aluminium section and double glazed with 10mm thick bronze tinted.
A | Window size 2300 x 1800mm high | 8 | Nr | 269100 | 2152800
B | Ditto 1500 x 1800mm high | 37 | Nr | 175500 | 6493500
C | Ditto 900 x 1800mm high | 11 | Nr | 105300 | 1158300
D | Ditto 600x1800mm high | 16 | Nr | 702000 | 11232000
E | Ditto 530x1800mm high | 6 | Nr | 62010 | 372060
F | Ditto 900x1200mm high | 8 | Nr | 70200 | 561600
G | Ditto 600x1200mm high | 24 | Nr | 46800 | 1123200
Window Subframe
H | Window size 2300 x 1800mm high | 8 | Nr | 26910 | 215280
J | Ditto 1500 x 1800mm high | 37 | Nr | 17550 | 649350
K | Ditto 900 x 1800mm high | 11 | Nr | 10530 | 115830
L | Ditto 600x1800mm high | 16 | Nr | 7020 | 112320
M | Ditto 530x1800mm high | 6 | Nr | 6201 | 37206
N | Ditto 900x1200mm high | 8 | Nr | 7020 | 56160
P | Ditto 600x1200mm high | 24 | Nr | 4680 | 112320
Supply and install Hi-Tech Security Door Complete with necessary accssories
Q | Door size 1200x2700mm high | 24 | Nr | 486000 | 11664000
L | Door size 900x2700mm high | 24 | Nr | 365500 | 8772000
WINDOWS AND EXTERNAL DOORS
| Carried to Summary |  |  | N | 44827926
S/N |  | QTY | UNIT | RATE | AMOUNT
Element Nr. 8
INTERNAL WALLS
F10: Brick/Block walling
Hollow sandcrete blockwork laid and jointed in cement mortar (1:3) mix:
A | 230mm wall | 1075.4 | m2 | 10300 | 11076620
B | 150mm wall | 768 | m2 | 9500 | 7296000
E10: In situ concrete
Vibrated Ready Mix Concrete grade 25 (1:2:4) in:
C | Lintels | 3 | m3 | 95000 | 285000
E30: Reinforcement for in situ concrete
High yield deformed bars to BS 4449 in lintels
D | 12mm diameter bars | 191 | kg | 1450 | 276950
E | 10mm diameter bars in links and stirrups | 99 | kg | 1450 | 143550
E20: Formwork for in situ concrete
Sawn formwork to:
F | Sides and soffits of lintels | 35 | m2 | 8500 | 297500
INTERNAL WALLS
| Carried to Summary |  |  | N | 19375620
S/N |  | QTY | UNIT | RATE | AMOUNT
Element Nr. 9
INTERNAL DOORS
Wood work - doors/shutters/hatches
Supply and fix Single leaf Decorative sound panel door complete with frame, architrave and accessories from approved manufacturers.
A | Door size 900x2100mm high | 58 | Nr | 170100 | 9865800
B | Ditto 750x2100mm high | 40 | Nr | 151200 | 6048000
INTERNAL DOORS
| Carried to Summary |  |  | N | 15913800
S/N |  | QTY | UNIT | RATE | AMOUNT
Element Nr. 10
FITTINGS AND FIXTURES
N10:General fixtures/furnishing/equipment
Wardrobes obtainable from approved manufacturers"
A | Size 2400mm long x 600mm deep x 2800mm high |  | Nr | 480000 | 0
N11: Domestic kitchen fitting
Kitchen carbinets obtainable from approved manufacturers"
B | Supply and fix kitchen cabinet size 6400mm long x 600mm deep x 900mm high with wall mounted constructed of MBF quality laminated plywood complete with granite work tops | 8 | Nr | 3200000 | 25600000
L30: Stairs/Walkways/Balustrades
Supply and fix the followings approved pattern 1000mm high stainless steel:
C | Staircase handrails. 1200mm high | 44 | m | 58000 | 2552000
D | Ditto balcony | 33 | m | 39000 | 1287000
Supply and fix the following:
E | Fabricate and install Aluminium duct cover | 31 | m2 | 65000 | 2015000
F | Ditto: pergula |  | m2 | 12000 | 0
Felt
Single ply of paralon NT4 prefabricated membrane bitumen felt for water proofing on
G | Toilet floor lapped on wall |  | m2 | 6500 | 0
FITTINGS AND FIXTURES
| carried to summary |  |  | N | 31454000
S/N |  | QTY | UNIT | RATE | AMOUNT
Element Nr. 11
WALL FINISHES
Internal work
M20: Plastered/Randered/Roughcast coatings
15mm thick cement and sand (1:4) smooth rendering to:
A | Walls | 3583.8 | m2 | 2500 | 8959500
B | Ditto not exceeding 300mm girth including dressing around that arises. | 506 | m | 750 | 379500
M31: Fibrous Plaster of Paris
POP Wall Floating
Prepare and apply ''aduplan'' or other equal and approved wall floating material on rendered walls
C | Rendered surfaces | 3134.8 | m2 | 1400 | 4388720
D | Rendered surfaces, width not exceeding 300mm | 378 | m | 420 | 158760
M60: Painting/Clear finishing
Prepare and apply two finishing coats of emulsion paint on:
E | Walls | 3134.8 | m2 | 2200 | 6896560
F | Ditto not exceeding 300mm girth | 378 | m | 660 | 249480
M40: Stone/Concrete/Quarry/Ceramic/ Mosaic tiling
Approved ceramic wall tiles bedded and jointed in cement and sand (1:3) screeded backing (measured separately) and pointed in matching coloured cement.
G | Kitchen walls | 373 | m2 | 7500 | 2797500
H | Toilet walls | 953 | m2 | 7500 | 7147500
M10: Sand cement beds /Concrete/Screeds/ backings
Cement and sand (1:3) in backings
J | 15mm screeded backings | 1326 | m2 | 4300 | 5701800
External work
M20: Plastered/Rendered/Roughcast/ Coatings
15mm thick cement and sand (1:5) smooth rendering to:
K | Walls | 1433 | m2 | 2500 | 3582500
L | Parapet wall | 0 | m2 | 2500 | 0
M | Ditto not exceeding 300mm girth including dressing the arrises | 508 | m | 750 | 381000
| Carried to Collection |  |  | N | 40642820
S/N |  | QTY | UNIT | RATE | AMOUNT
WALL FINISHES CONT'D
M40: Stone/Concrete/Quarry/Ceramic/ Mosaic tiling
Waterock stones tiles bedded and jointed in cement and sand (1:3) screeded backing (measured separately) and well pointed on walls
A | Wall tiles |  | m2 | 8200 | 0
M10: Sand cement beds /Concrete/Screeds/backings
Cement and sand (1:3) in backings
B | 15mm screeded backings |  | m2 | 2650 | 0
POP Wall Floating
Prepare and apply ''aduplan'' or other equal and approved wall floating material on rendered walls
C | Rendered surfaces | 1433 | m2 | 1400 | 2006200
D | Rendered surfaces, width not exceeding 300mm | 508 | m | 550 | 279400
E | Window hoods |  | m2 | 1400 | 0
F | Dressing of groves on wall |  | m | 550 | 0
M60: Painting/Clear finishing
Prepare and apply two finishing coats of Dulux weather sheild paint and MC 50 wall screeding on:
G | Walls | 1433 | m2 | 2200 | 3152600
H | Rendered surfaces, width not exceeding 300mm | 508 | m | 900 | 457200
J | Window hoods |  | m2 |  | 0
K | Capping on canopy and outdoor dwarf wall |  | m | 660 | 0
L | Groves on wall |  | m |  | 0
| Carried to collection |  |  | N | 5895400
COLLECTION
| page /17 |  |  | 40642820
| page /18 |  |  | 5895400
WALL FINISHES
| Carried to summary |  |  | N | 46538220
S/N |  | QTY | UNIT | RATE | AMOUNT
Element Nr. 12
FLOOR FINISHES
Internal work
M40: Stone/Concrete Quarry/Ceramic tilling/Mosaic
Ceramic floor tiles (Royal Tiles) of approved colour, bedded and jointed in cement and sand (1:3) mix floated bed (measured separately) with and including pointing with matching cement colour
A | 400x400x8mm unglazed tiles ( toilets) | 143 | m2 | 8500 | 1215500
Fully vitrified ceramic tiles of approved colour bedded and jointed in cement and sand floated bed (measured separately) with and including pointing with matching cement mortar on:
B | 1200X1200X10mm porclelain floor tiles (Living room, lobby,Main Lounge) | 653.6 | m2 | 12350 | 8071960
C | Ditto skirting 75mm high | 718.96 | m | 1852.5 | 1331873.4
D | 600/300x600x8mm glazed CDK Nigerian floor tiles in kitchen and store ) | 176 | m2 | 12350 | 2173600
E | Ditto skirting 75mm high | 193.6 | m | 1852.5 | 358644
F | 600/300x600x8mm glazed CDK Nigerian floor tiles in bedrooms | 544 | m2 | 12350 | 6718400
G | Ditto skirting 75mm high | 598.4 | m | 1852.5 | 1108536
H | 600/300x600x8mm glazed CDK Nigerian floor tiles | 95 | m2 | 12350 | 1173250
J | Ditto skirting 75mm high | 104.5 | m | 1852.5 | 193586.25
M10: Sand cement beds/Concrete/Screeds/ backings
Cement and sand (1:3) mix
K | 44mm screeded bed | 1611.6 | m2 | 4200 | 6768720
L | 15mm screeded backings | 1615.46 | m | 630 | 1017739.8
External work
M50: Rubber/Plastics/Cork/Lino/ Carpet tiling sheeting
Granite Floor Tiles
M | 300x600x12mm unglazed black verona granite floor tiles in Entrance, Balcony,terrace | 64 | m2 | 23000 | 1472000
N | Ditto skirting 75mm high | 70.4 | m | 3450 | 242880
M10: Sand cement beds/Concrete/Screeds/ backings
Cement and sand (1:3) mix
P | 42mm floated bed to receive floor tiles | 64 | m2 | 4200 | 268800
Q | 15mm screeded backings | 70.4 | m | 630 | 44352
FLOOR FINISHES
| Carried to Summary |  |  | N | 32159841.45
S/N |  | QTY | UNIT | RATE | AMOUNT
Element Nr. 13
CEILING FINISHES
Internal and External works
M20: Plastered/Rendered/Roughcast/ Coatings
15mm thick rendering finished fair and smooth on:
A | Soffit of suspended floor slab |  | m2 | 2500 | 0
M31: Fibrous Plaster of Paris
POP Ceiling
B | Gypsum Board Suspended Ceiling | 1592 | m2 | 13200 | 21014400
G20: Carpentary/Timber framing/ First fixing
Sawn Treated Hardwood
C | 50 x 50mm noggins | 3254.4 | m | 400 | 1301760
M60: Painting/Clear finishing
Prepare, prime and apply two coats of emulsion paint on:
D | Soffits of suspended POP board | 1592 | m2 | 2200 | 3502400
CEILING FINISHES
| Carried to Summary |  |  | N | 25818560
S/N |  | QTY | UNIT | RATE | AMOUNT
Element Nr. 14
MECHANICAL INSTALLATIONS
A | Allow a provisional sum for Mechanical Installation to include pipping, fittings and accessories |  |  |  | 20000000 | 2500000
PLUMBING INSTALLATIONS
| Carried to summary |  |  | N | 20000000
Element Nr. 15
ELECTRICAL INSTALLATIONS
S/N | DESCRIPTION OF ITEMS | UNIT | QTY | RATE | AMOUNT
A | Allow a provisional sum for Electrical Installation to include pipping, wiring and fittings | sum |  |  | 28000000 | 3500000
ELECTRICAL INSTALLATIONS
| Carried to summary |  |  | N | 28000000
SUMMARY
| SUBSTRUCTURE |  |  | 68776740
| FRAME |  |  | 39799550
| UPPER FLOORS |  |  | 43609850
| STAIRCASES |  |  | 9365480
| ROOF |  |  | 42875190
| EXTERNAL WALLS |  |  | 16425790
| WINDOWS AND EXTERNAL DOORS |  |  | 44827926
| INTERNAL WALLS |  |  | 19375620
| INTERNAL DOORS |  |  | 15913800
| FITTINGS & FIXTURES |  |  | 31454000
| WALL FINISHES |  |  | 40642820
| FLOOR FINISH |  |  | 32159841.45
| CEILING FINISH |  |  | 25818560
| PLUMBING INSTALLATIONS |  |  | 20000000
| ELECTRICAL INSTALLATIONS |  |  | 28000000
MAIN BUILDING - 3 bedroom terrace duplex
| Net construction cost/Blk |  |  |  | 479045167.45
| Prelims @ 5% |  |  |  | 23952258.3725
| Add |  |  |  | 502997425.8225
| Contingency 5% |  |  |  | 25149871.2911
528147297.1136
| Vat @ 7.5% |  |  |  | 39611047.2835
| MAIN BUILDING |  |  | N | 567758344.3971
Carried to General Summary
|  | GFA | 2002 | M2
|  | COST/M2 |  |  | 283595.5766
|  | Net construction cost/Blk |  |  |  | 141939586.0993
|  | Net construction cost/unit |  |  |  | 70969793.0496
fg

## Cover page 3BD BLK FLAT
MAIN BUILDING (3 BEDROOM BLOCK OF FLAT )

## 3BD BLK FLAT
S/N | DESCRIPTION | QTY | UNIT | RATE | AMOUNT
ELEMENT NR. 1
SUBSTRUCTURE (All Provisional)
D20: EXCAVATING AND FILLING
| General Site Clearance |  |  |  |  | 544
A | Excavate oversite to remove vegetable soil average 150mm deep. | 652 | m2 | 500 | 326000 | 288
B | Excavate trench to receive foundation starting from stripped level and not exceeding 2.00m deep. | 201 | m3 | 1900 | 381900 | 832
C | Excavate pit for column bases starting from stripped level and not exceeding 1.50m deep. | 136 | m3 | 1900 | 258400 | 861.12
D | Excavate for working space including back filling arround retaining walls starting from stripped level and not exceeding 1.50m deep. |  | m3 | 1900 | 0
E | Level and compact bottom of excavation to receive concrete in foundation. | 66 | m2 | 250 | 16500
F | Remove surplus excavated material from site. | 228 | m3 | 1400 | 319200
G | Return, fill and consolidate selected excavated material around foundation. | 144 | m3 | 900 | 129600
H | Approved laterite earth filling to make up level well rammed and consolidated in layers of 500mm thick. | 206 | m3 | 6500 | 1339000
J | 100mm thick approved rock hardcore filling well rammed and consolidated. | 147 | m2 | 4500 | 661500
K | Dieldrex 20" anti-termites to surfaces of excavation |  | m2 | 150 | 0
E10: In situ concrete
Vibrated Ready Mix Concrete Grade 10 in:
L | 50mm blinding under bed | 225 | m2 | 6500 | 1462500
| Carried to Collection |  |  | N | 4894600
S/N | DESCRIPTION | QTY | UNIT | RATE | AMOUNT
SUBSTRUCTURE CONT'D
Reinforced insitu concrete
Vibrated Ready Mix Concrete grade 25 (1:3:6) in:
A | Foundation and steps | 31 | m3 | 95000 | 2945000
B | 150mm horizontal bed | 57 | m3 | 95000 | 5415000
Reinforced in-situ concrete
Vibrated Reinforced Insitu Concrete Grade 25 -(1:2:4) in:
C | Column Base | 41 | m3 | 95000 | 3895000
D | Colummn | 3 | m3 | 95000 | 285000
REINFORCEMENT
E30: Reinforcement for in situ concrete
High yield deformed bars to BS 4449 in
E | 16mm Diameter bar in Column base | 2332 | kg | 1450 | 3381400
F | 25mm Diameter in columns |  | kg | 1450 | 0
G | 20mm Diameter in columns | 1160 | kg | 1450 | 1682000
H | 16mm Diameter in columns |  | kg | 1450 | 0
J | 10mm Diameter in columns | 197 | kg | 1450 | 285650
E20: Formwork for in situ concrete
Wrought formwork using Marine board to:
K | Sides of column bases | 100 | m2 | 8500 | 850000
L | Sides of Columns | 60 | m2 | 8500 | 510000
BRC Fabric mesh reinforcement to BS 4483 ref.No A.142 weighing 2.22kg/sq.m lapped 200mm at all joints in:
M | Bed | 369 | m2 | 2000 | 738000
E20: Formwork for in situ concrete
Sawn formwork to:
N | Sides of Floor bed | 89 | m2 | 8500 | 756500
| Carried to collection |  |  | N | 20743550
S/N | DESCRIPTION | QTY | UNIT | RATE | AMOUNT
SUBSTRUCTURE CONT'D
F10: Brick/Block walling
Hollow sandcrete blockwork filled solid with vibrated concrete grade 15 and jointed in cement mortar
A | 225mm wall | 383 | m2 | 13000 | 4979000
Damp Proofing
Damp proof membrane
B | 0.26mm polythene damp proof membrane lapped 450mm at all welted joints, laid on hardcore | 388 | m2 | 650 | 252200
Expansion Joints
C | Particle board set vertically between blockwall | 0 | m2 | 9500 | 0
D | Ditto between concrete bed, 150mm high | 0 | m2 | 2850 | 0
| Carried to collection |  |  | N | 5231200
COLLECTION
| page /2 |  |  | 4894600
| page /3 |  |  | 20743550
| page /4 |  |  | 5231200
SUBSTRUCTURE
| Carried to Summary |  |  | N | 30869350
S/N | DESCRIPTION | QTY | UNIT | RATE | AMOUNT
Element Nr. 2
FRAME
E10: In situ concrete
Reinforced Insitu Concrete
Vibrated Ready Mix Concrete grade 25 (1:2:4) in:
A | Columns | 21 | m3 | 95000 | 1995000
B | Beams | 39 | m3 | 95000 | 3705000
C | Lift Shaft |  | m3 | 95000 | 0
E30: Reinforcement for in situ concrete
High yield deformed bars to BS 4449 in beams, columns
D | 25mm diameter bar |  | kg | 1450 | 0
E | 20mm diameter bar | 6537 | kg | 1450 | 9478650
F | 16mm diameter bar | 6236 | kg | 1450 | 9042200
G | 12mm diameter bar | 0 | kg | 1450 | 0
H | 10mm diameter links and stirrups | 3954 | kg | 1450 | 5733300
E20: Formwork for in situ concrete
Sawn formwork to:
J | Vertical sides of columns | 341 | m2 | 8500 | 2898500
K | sides and soffits of beams | 472 | m2 | 8500 | 4012000
FRAME
| carried to Summary |  |  | N | 36864650
S/N | DESCRIPTION | QTY | UNIT | RATE | AMOUNT
Element Nr. 3
UPPER FLOOR
E10: In situ concrete
Reinforced Insitu Concrete
Vibrated Ready Mix Concrete grade 25 (1:2:4) in:
A | Suspended floor slabs | 110 | m3 | 95000 | 10450000
E30: Reinforcement for in situ concrete
High yield deformed bars to BS 4449 in concrete floor slabs ,lift bases and wall.
B | 10-12mm diameter bars | 11550 | kg | 1450 | 16747500
E20: Formwork for in situ concrete
Sawn formwork to:
D | Horizontal soffit of suspended floor slab | 655 | m2 | 8500 | 5567500
E | Edge of slab 150mm wide | 178 | m | 1275 | 226950
UPPER FLOORS
| Carried to Summary |  |  | N | 32991950
S/N | DESCRIPTION | QTY | UNIT | RATE | AMOUNT
Element Nr. 4
STAIRCASES
E10: In situ concrete
Reinforced Insitu Concrete
Vibrated Ready Mix Concrete grade 25 (1:2:4) in:
A | Staircases including landings and beams | 10 | m3 | 95000 | 950000
E30: Reinforcement for in situ concrete
High yield deformed bars to BS 4449 in beams, staircases and landing
B | 12mm diameter bar | 1370 | kg | 1450 | 1986500
E20: Formwork for in situ concrete
Sawn formwork to:
C | Sloping soffit of staircases / ramps | 42 | m2 | 8500 | 357000
D | Soffits of landing | 10 | m2 | 8500 | 85000
E | Sides and soffits of beam | 36 | m2 | 8500 | 306000
F | Sides of staircases / ramps including cutting and fitting to risers. | 6 | m2 | 8500 | 51000
G | Risers of steps 150mm high | 66 | m | 1275 | 84150
H | Sides of Landing | 16 | m | 1275 | 20400
| Carried to Collection |  |  | N | 3840050
S/N |  | QTY | UNIT | RATE | AMOUNT
STAIRCASES CONT'D
M4O: Stone/Concrete/Quarry/Ceramic Tiling/Mosaic
Granite Floor Tiles
A | Landings | 14 | m2 | 23000 | 322000
B | Ditto treads of staircase 300mm wide | 20 | m | 6900 | 138000
C | Ditto risers of staircase 150mm high | 68 | m | 3450 | 234600
D | Ditto 75mm wide skirting along risers and tread | 36 | m | 1840 | 66240
M10: Sand cement/ Concrete/ Screeds/ Toppings
Cement and sand (1:3) mix:
E | 25mm thick floated bed (Landing) | 14 | m2 | 4500 | 63000
F | 15mm thick backing 150mm high (Risers) | 68 | m | 1500 | 102000
G | 25mm thick floated bed 300mm wide (Tread) | 20 | m | 2500 | 50000
H | 15mm thick backing 75mm high (Skirting) | 36 | m | 675 | 24300
M20: Plastered/Rendered/Roughcast coatings
15mm Thick cement and sand (1:5) smooth rendering to:
J | Sloping soffit of staircases | 42 | m2 | 3500 | 147000
K | Soffit of landing | 10 | m2 | 3500 | 35000
L | Sides of staircases | 6 | m2 | 3500 | 21000
| Carried to Collection |  |  | N | 1203140
S/N |  | QTY | UNIT | RATE | AMOUNT
STAIRCASES CONT'D
P.O.P Floating
Prepare and apply aduplan or other approved floating materials on rendered surfaces
A | Sloping soffit of staircases | 42 | m2 | 1400 | 58800
B | Soffit of landing | 10 | m2 | 1400 | 14000
C | Sides of staircases | 6 | m2 | 1400 | 8400
M60: Painting/Clear finishing
Prepare, prime and apply 3 coats of Dulux or other equal and approved Silk paint on:
D | Sloping soffit of staircases | 42 | m2 | 2200 | 92400
E | Soffit of landing | 10 | m2 | 2200 | 22000
F | Sides of staircases | 6 | m2 | 2200 | 13200
| Carried to Collection |  |  | N | 208800
COLLECTION
| page /6 |  |  | 3840050
| page /7 |  |  | 1203140
| page /8 |  |  | 208800
STAIRCASES
| Carried to Summary |  |  | N | 5251990
S/N |  | QTY | UNIT | RATE | AMOUNT
Element Nr. 5
ROOF
E10: In situ concrete
Reinforced Insitu Concrete
Vibrated Ready Mix Concrete grade 25 (1:2:4) in:
A | Beams | 31 | m3 | 95000 | 2945000
B | Roof deck and fascia | 8 | m3 | 95000 | 760000
E30: Reinforcement for in situ concrete
High yield deformed bars to BS 4449 in beams, facia, slab, & copping.
C | 25mm diameter bars |  | kg | 1450 | 0
D | 20mm diameter bars |  | kg | 1450 | 0
E | 16mm diameter bars | 1970 | kg | 1450 | 2856500
F | 12mm diameter bars | 231 | kg | 1450 | 334950
G | 10mm diameter bars | 1404 | kg | 1450 | 2035800
E20: Formwork for in situ concrete
Sawn formwork to:
H | Sides and soffits of roof beams | 207 | m2 | 8500 | 1759500
J | Edge and suffit of roof deck and facia | 58 | m2 | 1275 | 73950
| Carried to Collection |  |  | N | 10765700
S/N |  | QTY | UNIT | RATE | AMOUNT
ROOF CONT'D
H72: 0.7mm longspan aluminium coloured roofing sheets or any other approved specification
A | Aluminium Long span roof covering | 453 | m2 | 10100 | 4575300
G20: Steel trusses/Timber framing/First fixing
Sawn hardwood roof carcass treated with solignum
B | Allow provisional sum for steel roof trusses |  | item
C | 100 x 50mm wall plate | 121 | m | 800 | 96800
D | 100 x 50mm rafter | 304 | m | 800 | 243200
E | 100 x 50mm tie beam | 199 | m | 800 | 159200
F | 100 x 50mm struts | 380 | m | 800 | 304000
G | 50 x 75mm hardwood purlins | 411 | m | 550 | 226050
F10: Brick/Block walling
Hollow sandcrete blockwork jointed in cement mortar
H | 225mm in parapet wall | 259 | m2 | 10300 | 2667700
M20: Plastered/Rendered/Roughcast coatings
12mm Thick cement and sand (1:5) smooth rendering to:
J | Parapet wall | 518 | m2 | 3500 | 1813000
K | Sides and soffits of concrete facia and deck | 42 | m2 | 3500 | 147000
M10: Sand cement/Concrete/Screeds/Toppings
Cement and sand (1:3) mix:
L | 50mm thick floated bed (roof slab) | 26 | m2 | 3200 | 83200
| Carried to Collection |  |  | N | 10315450
S/N |  | QTY | UNIT | RATE | AMOUNT
ROOF CONT'D
H66: Bitumen felt shingling
3mm thick plasprufe or other approved bituminous felt
A | Soffit of roof slabs | 0 | m2 | 7100 | 0
B | Vertical sides of parapet walls/Gutter | 0 | m2 | 7100 | 0
C | Dishing arround rainwater oulet |  | Nr | 24000 | 0
POP Wall Floating
Prepare and apply ''aduplan'' or other equal and approved wall floating material on rendered walls
D | Parapet wall | 259 | m2 | 1400 | 362600
E | Sides and soffits of concrete facia | 36 | m | 590 | 21240
M60: Texture Paint
Prepare and apply standard coat ofWeather Shield paint on
F | Parapet wall | 518 | m2 | 2200 | 1139600
G | Sides and soffits of concrete facia | 36 | m2 | 2200 | 79200
| Carried to Collection |  |  | N | 1602640
COLLECTION
| page /9 |  |  | 10765700
| page /10 |  |  | 10315450
| page /11 |  |  | 1602640
ROOF
| Carried to Summary |  |  | N | 22683790
S/N |  | QTY | UNIT | RATE | AMOUNT
Element Nr. 6
EXTERNAL WALLS
F10: Brick/Block walling
Hollow sandcrete blockwork laid and jointed in cement mortar (1:3) mix:
A | 230mm wall | 959 | m2 | 10300 | 9877700
B | 150mm wall |  | m2 | 9500 | 0
Expansion Joints
C | Particle board set vertically between blockwall |  | m2 | 9500 | 0
E10: In situ concrete
Vibrated Ready Mix Concrete grade 25 (1:2:4) in:
D | Lintels | 3 | m3 | 95000 | 285000
E30: Reinforcement for in situ concrete
High yield deformed bars to BS 4449 in lintels
D | 12mm diameter bars | 168 | kg | 1450 | 243600
E | 10mm diameter bars in links and stirrups | 89 | kg | 1450 | 129050
E20: Formwork for in situ concrete
Sawn formwork to:
F | Sides and soffits of lintels | 31 | m2 | 8500 | 263500
EXTERNAL WALLS
| Carried to Summary |  |  | N | 10798850
S/N |  | QTY | UNIT | RATE | AMOUNT
Element Nr. 7
WINDOWS AND EXTERNAL DOORS
L11: Metal windows/rooflights/screens/louvres
L10: Windows/roofing-lights/Screens/ Louvres
Single openable pannel aluminium casement/Sliding window coupled with top and bottom fixed light,EBM Profile,flyscreen, powder coated aluminium section and double glazed with 10mm thick bronze tinted.
A | Window size 1800 x 1800mm high | 24 | Nr | 210000 | 5040000
A | Window size 1500 x 1800mm high | 18 | Nr | 175500 | 3159000
B | Ditto 1200 x 1800mm high | 6 | Nr | 140400 | 842400
C | Ditto 750 x 1800mm high | 24 | Nr | 87750 | 2106000
D | Ditto 900x1200mm high | 6 | Nr | 122850 | 737100
E | Ditto 600x1200mm high | 24 | Nr | 46800 | 1123200
0
Window Subframe
F | Window size 1800 x 1800mm high | 24 | Nr | 21060 | 505440
F | Window size 1500 x 1800mm high | 18 | Nr | 17550 | 315900
G | Ditto 1200 x 1800mm high | 6 | Nr | 14040 | 84240
H | Ditto 750 x 1800mm high | 24 | Nr | 8775 | 210600
J | Ditto 900x1200mm high | 6 | Nr | 7020 | 42120
K | Ditto 600x1200mm high | 24 | Nr | 4680 | 112320
Supply and install Hi-Tech Security Door Complete with necessary accssories
L | Door size 1200x2700mm high | 6 | Nr | 486000 | 2916000
M | Ditto 900x2700mm high | 12 | Nr | 365500 | 4386000
WINDOWS AND EXTERNAL DOORS
| Carried to Summary |  |  | N | 21580320
S/N |  | QTY | UNIT | RATE | AMOUNT
Element Nr. 8
INTERNAL WALLS
F10: Brick/Block walling
Hollow sandcrete blockwork laid and jointed in cement mortar (1:3) mix:
A | 230mm wall | 886 | m2 | 10300 | 9125800
B | 150mm wall | 252 | m2 | 9500 | 2394000
E10: In situ concrete
Vibrated Ready Mix Concrete grade 25 (1:2:4) in:
C | Lintels | 3 | m3 | 95000 | 285000
E30: Reinforcement for in situ concrete
High yield deformed bars to BS 4449 in lintels
D | 12mm diameter bars | 168 | kg | 1450 | 243600
E | 10mm diameter bars in links and stirrups | 89 | kg | 1450 | 129050
E20: Formwork for in situ concrete
Sawn formwork to:
F | Sides and soffits of lintels | 31 | m2 | 8500 | 263500
INTERNAL WALLS
| Carried to Summary |  |  | N | 12440950
S/N |  | QTY | UNIT | RATE | AMOUNT
Element Nr. 9
INTERNAL DOORS
Wood work - doors/shutters/hatches
Supply and fix Single leaf Decorative sound panel door complete with frame, architrave and accessories from approved manufacturers.
A | Ditto 900x2100mm high | 30 | Nr | 170100 | 5103000
B | Ditto 1500x2700mm high Glass sliding door |  | Nr | 318938 | 0
C | Ditto 750x2100mm high | 30 | Nr | 141750 | 4252500
INTERNAL DOORS
| Carried to Summary |  |  | N | 9355500
S/N |  | QTY | UNIT | RATE | AMOUNT
Element Nr. 10
FITTINGS AND FIXTURES
N10:General fixtures/furnishing/equipment
Wardrobes obtainable from approved manufacturers"
A | Size 6600mm long x 600mm deep x 2800mm high in second floor |  | Nr | 990000 | 0
B | Size 3600mm long x 600mm deep x 2800mm high in first floor |  | Nr | 540000 | 0
C | Ditto 2150mm long x 600mm x 2800 high in rooms |  | Nr | 322500 | 0
D | Ditto 1200mm long x 600mm x 2800 high in rooms |  | Nr | 180000 | 0
N11: Domestic kitchen fitting
Kitchen carbinets obtainable from approved manufacturers"
F | Supply and fix kitchen cabinet size 7600mm long x 600mm deep x 900mm high with wall mounted constructed of MBF quality laminated plywood complete with granite work tops | 6 | Nr | 3500000 | 21000000
L30: Stairs/Walkways/Balustrades
Supply and fix the followings approved pattern 1000mm high stainless steel:
G | Staircase handrails. 1200mm high | 34 | m | 58000 | 1972000
H | Ditto balcony | 16 | m | 39000 | 624000
Supply and fix the following:
J | Fabricate and install Aluminium duct cover | 32 | m2 | 65000 | 2080000
K | Ditto: pergula |  | m2 | 12000 | 0
Felt
Single ply of paralon NT4 prefabricated membrane bitumen felt for water proofing on
L | Toilet floor lapped on wall | 103 | m2 | 6500 | 669500
FITTINGS AND FIXTURES
| carried to summary |  |  | N | 26345500
S/N |  | QTY | UNIT | RATE | AMOUNT
Element Nr. 11
WALL FINISHES
Internal work
M20: Plastered/Randered/Roughcast coatings
15mm thick cement and sand (1:4) smooth rendering to:
A | Walls | 3233 | m2 | 3500 | 11315500
B | Ditto not exceeding 300mm girth including dressing around that arises. | 433 | m | 1050 | 454650
M31: Fibrous Plaster of Paris
POP Wall Floating
Prepare and apply ''aduplan'' or other equal and approved wall floating material on rendered walls
C | Rendered surfaces | 2371 | m2 | 1400 | 3319400
D | Rendered surfaces, width not exceeding 300mm | 433 | m | 450 | 194850
M60: Painting/Clear finishing
Prepare and apply two finishing coats of emulsion paint on:
E | Walls | 2371 | m2 | 2200 | 5216200
F | Ditto not exceeding 300mm girth | 433 | m | 550 | 238150
M40: Stone/Concrete/Quarry/Ceramic/ Mosaic tiling
Approved ceramic wall tiles bedded and jointed in cement and sand (1:3) screeded backing (measured separately) and pointed in matching coloured cement.
G | Kitchen walls | 262 | m2 | 7500 | 1965000
H | Toilet walls | 600 | m2 | 7500 | 4500000
M10: Sand cement beds /Concrete/Screeds/ backings
Cement and sand (1:3) in backings
J | 15mm screeded backings | 862 | m2 | 2100 | 1810200
External work
M20: Plastered/Rendered/Roughcast/ Coatings
15mm thick cement and sand (1:5) smooth rendering to:
K | Walls | 959 | m2 | 3500 | 3356500
L | Parapet wall |  | m2 | 3500 | 0
M | Ditto not exceeding 300mm girth including dressing the arrises | 597 | m | 1050 | 626850
| Carried to Collection |  |  | N | 32997300
S/N |  | QTY | UNIT | RATE | AMOUNT
WALL FINISHES CONT'D
M40: Stone/Concrete/Quarry/Ceramic/ Mosaic tiling
Waterock stones tiles bedded and jointed in cement and sand (1:3) screeded backing (measured separately) and well pointed on walls
A | Wall tiles |  | m2 | 8200 | 0
M10: Sand cement beds /Concrete/Screeds/backings
Cement and sand (1:3) in backings
B | 15mm screeded backings |  | m2 | 2650 | 0
POP Wall Floating
Prepare and apply ''aduplan'' or other equal and approved wall floating material on rendered walls
C | Rendered surfaces | 959 | m2 | 1400 | 1342600
D | Rendered surfaces, width not exceeding 300mm | 597 | m | 550 | 328350
E | Window hoods |  | m2 | 1400 | 0
F | Dressing of groves on wall |  | m | 550 | 0
M60: Painting/Clear finishing
Prepare and apply two finishing coats of Dulux weather sheild paint and MC 50 wall screeding on:
G | Walls | 959 | m2 | 2200 | 2109800
H | Rendered surfaces, width not exceeding 300mm | 597 | m | 900 | 537300
J | Window hoods |  | m2 |  | 0
K | Capping on canopy and outdoor dwarf wall |  | m | 660 | 0
L | Groves on wall |  | m |  | 0
| Carried to collection |  |  | N | 4318050
COLLECTION
| page /17 |  |  | 32997300
| page /18 |  |  | 4318050
WALL FINISHES
| Carried to summary |  |  | N | 37315350
S/N |  | QTY | UNIT | RATE | AMOUNT
Element Nr. 12
FLOOR FINISHES
Internal work
M40: Stone/Concrete Quarry/Ceramic tilling/Mosaic
Ceramic floor tiles (Royal Tiles) of approved colour, bedded and jointed in cement and sand (1:3) mix floated bed (measured separately) with and including pointing with matching cement colour
A | 400x400x8mm non slip/unglazed tiles ( toilets) | 103 | m2 | 8500 | 875500
Fully vitrified ceramic tiles of approved colour bedded and jointed in cement and sand floated bed (measured separately) with and including pointing with matching cement mortar on:
B | 1200X1200X10mm porclelain floor tiles (Lounge, dinnig,anti room ) | 276 | m2 | 12350 | 3408600
C | Ditto skirting 75mm high | 303.6 | m | 1852.5 | 562419
D | 600/300x600x8mm glazed CDK Nigerian floor tiles in kitchen and store) | 108 | m2 | 12350 | 1333800
E | Ditto skirting 75mm high | 118.8 | m | 1852.5 | 220077
F | 600/300x600x8mm glazed CDK Nigerian floor tiles in bedrooms | 372 | m2 | 12350 | 4594200
G | Ditto skirting 75mm high | 409.2 | m | 1852.5 | 758043
H | 600/300x600x8mm glazed CDK Nigerian floor tiles( service terrace and stair way) | 69 | m2 | 12350 | 852150
J | Ditto skirting 75mm high | 75.9 | m | 1852.5 | 140604.75
M10: Sand cement beds/Concrete/Screeds/ backings
Cement and sand (1:3) mix
K | 44mm screeded bed | 928 | m2 | 4200 | 3897600
L | 15mm screeded backings | 907.5 | m | 630 | 571725
External work
M50: Rubber/Plastics/Cork/Lino/ Carpet tiling sheeting
Marble Floor Tiles
M | 300x600x12mm unglazed black verona granite floor tiles in entrance porch, balcony,terrace | 18 | m2 | 23000 | 414000
N | Ditto skirting 75mm high | 19.8 | m | 3450 | 68310
M10: Sand cement beds/Concrete/Screeds/ backings
Cement and sand (1:3) mix
P | 42mm floated bed to receive floor tiles | 18 | m2 | 4200 | 75600
Q | 15mm screeded backings | 19.8 | m | 630 | 12474
FLOOR FINISHES
| Carried to Summary |  |  | N | 17785102.75
S/N |  | QTY | UNIT | RATE | AMOUNT
Element Nr. 13
CEILING FINISHES
Internal and External works
M20: Plastered/Rendered/Roughcast/ Coatings
15mm thick rendering finished fair and smooth on:
A | Soffit of suspended floor slab |  | m2 | 3500 | 0
M31: Fibrous Plaster of Paris
POP Ceiling
B | Gypsum Board Suspended Ceiling | 946 | m2 | 13200 | 12487200
G20: Carpentary/Timber framing/ First fixing
Sawn Treated Hardwood
C | 50 x 50mm noggins | 1087 | m | 400 | 434800
M60: Painting/Clear finishing
Prepare, prime and apply two coats of emulsion paint on:
D | Soffits of suspended POP board | 946 | m2 | 2200 | 2081200
CEILING FINISHES
| Carried to Summary |  |  | N | 15003200
S/N |  | QTY | UNIT | RATE | AMOUNT
Element Nr. 14
MECHANICAL INSTALLATIONS
A | Allow a provisional sum for Mechanical Installation to include pipping, fittings and accessories |  |  |  | 15000000
PLUMBING INSTALLATIONS
| Carried to summary |  |  | N | 15000000
Element Nr. 15
ELECTRICAL INSTALLATIONS
S/N | DESCRIPTION OF ITEMS | UNIT | QTY | RATE | AMOUNT
A | Allow a provisional sum for Electrical Installation to include pipping, wiring and fittings | sum |  |  | 21000000
ELECTRICAL INSTALLATIONS
| Carried to summary |  |  | N | 21000000
SUMMARY
| SUBSTRUCTURE |  |  | 30869350
| FRAME |  |  | 36864650
| UPPER FLOORS |  |  | 32991950
| STAIRCASES |  |  | 5251990
| ROOF |  |  | 22683790
| EXTERNAL WALLS |  |  | 10798850
| WINDOWS AND EXTERNAL DOORS |  |  | 21580320
| INTERNAL WALLS |  |  | 12440950
| INTERNAL DOORS |  |  | 9355500
| FITTINGS & FIXTURES |  |  | 26345500
| WALL FINISHES |  |  | 32997300
| FLOOR FINISH |  |  | 17785102.75
| CEILING FINISH |  |  | 15003200
| PLUMBING INSTALLATIONS |  |  | 15000000
| ELECTRICAL INSTALLATIONS |  |  | 21000000
MAIN BUILDING - 3 bedroom block flat
| Net construction cost/Blk |  |  |  | 310968452.75
| Prelims @ 5% |  |  |  | 15548422.6375
| Add |  |  |  | 326516875.3875
| Contingency 5% |  |  |  | 16325843.7694
342842719.1569
| Vat @ 7.5% |  |  |  | 25713203.9368
| MAIN BUILDING |  |  | N | 368555923.0936
Carried to General Summary
| GFA | 1155 | M2
| COST/M2 |  |  | 319096.0373
fg

## cover page 2BD BLK FLAT
MAIN BUILDING (2 BEDROOM BLOCK OF FLAT )

## 2BD BLK FLAT
S/N | DESCRIPTION |  | UNIT | RATE | AMOUNT | QTY
ELEMENT NR. 1
SUBSTRUCTURE (All Provisional)
D20: EXCAVATING AND FILLING
General Site Clearance
A | Excavate oversite to remove vegetable soil average 150mm deep. | 628.9192 | m2 | 200 | 125783.84 | 652 | 628.9192 | 628.9192
B | Excavate trench to receive foundation starting from stripped level and not exceeding 2.00m deep. | 193.8846 | m3 | 1900 | 368380.74 | 201 | 193.8846 | 193.8846
C | Excavate pit for column bases starting from stripped level and not exceeding 1.50m deep. | 131.1856 | m3 | 1900 | 249252.64 | 136 | 131.1856 | 131.1856
D | Excavate for working space including back filling arround retaining walls starting from stripped level and not exceeding 1.50m deep. |  | m3 | 1900 | 0
E | Level and compact bottom of excavation to receive concrete in foundation. | 63.6636 | m2 | 250 | 15915.9 | 66 | 63.6636 | 63.6636
F | Remove surplus excavated material from site. | 219.9288 | m3 | 1400 | 307900.32 | 228 | 219.9288 | 219.9288
G | Return, fill and consolidate selected excavated material around foundation. | 138.9024 | m3 | 900 | 125012.16 | 144 | 138.9024 | 138.9024
H | Approved laterite earth filling to make up level well rammed and consolidated in layers of 500mm thick. | 198.7076 | m3 | 6500 | 1291599.4 | 206 | 198.7076 | 198.7076
J | 100mm thick approved rock hardcore filling well rammed and consolidated. | 141.7962 | m2 | 2700 | 382849.74 | 147 | 141.7962 | 141.7962
K | Dieldrex 20" anti-termites to surfaces of excavation |  | m2 | 150 | 0
E10: In situ concrete
Vibrated Ready Mix Concrete Grade 10 in:
L | 50mm blinding under bed | 217.035 | m2 | 3000 | 651105 | 225 | 217.035 | 217.035
| Carried to Collection |  |  | N | 3517799.74
S/N | DESCRIPTION |  | UNIT | RATE | AMOUNT | QTY
SUBSTRUCTURE CONT'D
Reinforced insitu concrete
Vibrated Ready Mix Concrete grade 25 (1:3:6) in:
A | Foundation and steps | 29.9026 | m3 | 95000 | 2840747 | 31 | 29.9026 | 29.9026
B | 150mm horizontal bed | 54.9822 | m3 | 95000 | 5223309 | 57 | 54.9822 | 54.9822
Reinforced in-situ concrete
Vibrated Reinforced Insitu Concrete Grade 25 -(1:2:4) in:
C | Column Base | 39.5486 | m3 | 95000 | 3757117 | 41 | 39.5486 | 39.5486
D | Colummn | 2.8938 | m3 | 95000 | 274911 | 3 | 2.8938 | 2.8938
REINFORCEMENT
E30: Reinforcement for in situ concrete
High yield deformed bars to BS 4449 in
E | 16mm Diameter bar in Column base | 2249.4472 | kg | 1450 | 3261698.44 | 2332 | 2249.4472 | 2249.4472
F | 25mm Diameter in columns |  | kg | 1450 | 0
G | 20mm Diameter in columns | 1118.936 | kg | 1450 | 1622457.2 | 1160 | 1118.936 | 1118.936
H | 16mm Diameter in columns |  | kg | 1450 | 0
J | 10mm Diameter in columns | 190.0262 | kg | 1450 | 275537.99 | 197 | 190.0262 | 190.0262
E20: Formwork for in situ concrete
Wrought formwork using Marine board to:
K | Sides of column bases | 96.46 | m2 | 8500 | 819910 | 100 | 96.46 | 96.46
L | Sides of Columns | 57.876 | m2 | 8500 | 491946 | 60 | 57.876 | 57.876
BRC Fabric mesh reinforcement to BS 4483 ref.No A.142 weighing 2.22kg/sq.m lapped 200mm at all joints in:
M | Bed | 355.9374 | m2 | 1800 | 640687.32 | 369 | 355.9374 | 355.9374
E20: Formwork for in situ concrete
Sawn formwork to:
N | Sides of Floor bed | 85.8494 | m | 1275 | 109457.985 | 89 | 85.8494 | 85.8494
| Carried to collection |  |  | N | 19317778.935
S/N | DESCRIPTION |  | UNIT | RATE | AMOUNT | QTY
SUBSTRUCTURE CONT'D
F10: Brick/Block walling
Hollow sandcrete blockwork filled solid with vibrated concrete grade 15 and jointed in cement mortar
A | 225mm wall | 369.4418 | m2 | 13000 | 4802743.4 | 383 | 369.4418 | 369.4418
Damp Proofing
Damp proof membrane
B | 0.26mm polythene damp proof membrane lapped 450mm at all welted joints, laid on hardcore | 374.2648 | m2 | 650 | 243272.12 | 388 | 374.2648 | 374.2648
Expansion Joints
C | Particle board set vertically between blockwall |  | m2 | 9500 | 0 | 0
D | Ditto between concrete bed, 150mm high |  | m2 | 2850 | 0 | 0
| Carried to collection |  |  | N | 5046015.52
COLLECTION
| page /2 |  |  | 3517799.74
| page /3 |  |  | 19317778.935
| page /4 |  |  | 5046015.52
SUBSTRUCTURE
| Carried to Summary |  |  | N | 27881594.195
S/N | DESCRIPTION |  | UNIT | RATE | AMOUNT | QTY
Element Nr. 2
FRAME
E10: In situ concrete
Reinforced Insitu Concrete
Vibrated Ready Mix Concrete grade 25 (1:2:4) in:
A | Columns | 20.2566 | m3 | 95000 | 1924377 | 21 | 20.2566 | 20.2566
B | Beams | 37.6194 | m3 | 95000 | 3573843 | 39 | 37.6194 | 37.6194
C | Lift Shaft |  | m3 | 95000 | 0
E30: Reinforcement for in situ concrete
High yield deformed bars to BS 4449 in beams, columns
D | 25mm diameter bar |  | kg | 1450 | 0
E | 20mm diameter bar | 6305.5902 | kg | 1450 | 9143105.79 | 6537 | 6305.5902 | 6305.5902
F | 16mm diameter bar | 6015.2456 | kg | 1450 | 8722106.12 | 6236 | 6015.2456 | 6015.2456
G | 12mm diameter bar |  | kg | 1450 | 0 | 0
H | 10mm diameter links and stirrups | 3814.0284 | kg | 1450 | 5530341.18 | 3954 | 3814.0284 | 3814.0284
E20: Formwork for in situ concrete
Sawn formwork to:
J | Vertical sides of columns | 328.9286 | m2 | 8500 | 2795893.1 | 341 | 328.9286 | 328.9286
K | sides and soffits of beams | 455.2912 | m2 | 8500 | 3869975.2 | 472 | 455.2912 | 455.2912
FRAME
| carried to Summary |  |  | N | 35559641.39
S/N | DESCRIPTION |  | UNIT | RATE | AMOUNT | QTY
Element Nr. 3
UPPER FLOOR
E10: In situ concrete
Reinforced Insitu Concrete
Vibrated Ready Mix Concrete grade 25 (1:2:4) in:
A | Suspended floor slabs | 106.106 | m3 | 95000 | 10080070 | 110 | 106.106 | 106.106
E30: Reinforcement for in situ concrete
High yield deformed bars to BS 4449 in concrete floor slabs ,lift bases and wall.
B | 10-12mm diameter bars | 11141.13 | kg | 1450 | 16154638.5 | 11550 | 11141.13 | 11141.13
E20: Formwork for in situ concrete
Sawn formwork to:
D | Horizontal soffit of suspended floor slab | 631.813 | m2 | 8500 | 5370410.5 | 655 | 631.813 | 631.813
E | Edge of slab 150mm wide | 171.6988 | m | 1275 | 218915.97 | 178 | 171.6988 | 171.6988
UPPER FLOORS
| Carried to Summary |  |  | N | 31824034.97
S/N | DESCRIPTION |  | UNIT | RATE | AMOUNT | QTY
Element Nr. 4
STAIRCASES
E10: In situ concrete
Reinforced Insitu Concrete
Vibrated Ready Mix Concrete grade 25 (1:2:4) in:
A | Staircases including landings and beams | 9.646 | m3 | 95000 | 916370 | 10 | 9.646 | 9.646
E30: Reinforcement for in situ concrete
High yield deformed bars to BS 4449 in beams, staircases and landing
B | 12mm diameter bar | 1321.502 | kg | 1450 | 1916177.9 | 1370 | 1321.502 | 1321.502
E20: Formwork for in situ concrete
Sawn formwork to:
C | Sloping soffit of staircases / ramps | 40.5132 | m2 | 8500 | 344362.2 | 42 | 40.5132 | 40.5132
D | Soffits of landing | 9.646 | m2 | 8500 | 81991 | 10 | 9.646 | 9.646
E | Sides and soffits of beam | 34.7256 | m2 | 8500 | 295167.6 | 36 | 34.7256 | 34.7256
F | Sides of staircases / ramps including cutting and fitting to risers. | 5.7876 | m2 | 8500 | 49194.6 | 6 | 5.7876 | 5.7876
G | Risers of steps 150mm high | 63.6636 | m | 1275 | 81171.09 | 66 | 63.6636 | 63.6636
H | Sides of Landing | 15.4336 | m | 1275 | 19677.84 | 16 | 15.4336 | 15.4336
| Carried to Collection |  |  | N | 3704112.23
S/N |  |  | UNIT | RATE | AMOUNT | QTY
STAIRCASES CONT'D
M4O: Stone/Concrete/Quarry/Ceramic Tiling/Mosaic
Granite Floor Tiles
A | Landings | 13.5044 | m2 | 23000 | 310601.2 | 14 | 13.5044 | 13.5044
B | Ditto treads of staircase 300mm wide | 19.292 | m | 6900 | 133114.8 | 20 | 19.292 | 19.292
C | Ditto risers of staircase 150mm high | 65.5928 | m | 3450 | 226295.16 | 68 | 65.5928 | 65.5928
D | Ditto 75mm wide skirting along risers and tread | 34.7256 | m | 1840 | 63895.104 | 36 | 34.7256 | 34.7256
M10: Sand cement/ Concrete/ Screeds/ Toppings
Cement and sand (1:3) mix:
E | 25mm thick floated bed (Landing) | 13.5044 | m2 | 4500 | 60769.8 | 14 | 13.5044 | 13.5044
F | 15mm thick backing 150mm high (Risers) | 65.5928 | m | 1500 | 98389.2 | 68 | 65.5928 | 65.5928
G | 25mm thick floated bed 300mm wide (Tread) | 19.292 | m | 2500 | 48230 | 20 | 19.292 | 19.292
H | 15mm thick backing 75mm high (Skirting) | 34.7256 | m | 2025 | 70319.34 | 36 | 34.7256 | 34.7256
M20: Plastered/Rendered/Roughcast coatings
15mm Thick cement and sand (1:5) smooth rendering to:
J | Sloping soffit of staircases | 40.5132 | m2 | 3500 | 141796.2 | 42 | 40.5132 | 40.5132
K | Soffit of landing | 9.646 | m2 | 3500 | 33761 | 10 | 9.646 | 9.646
L | Sides of staircases | 5.7876 | m2 | 3500 | 20256.6 | 6 | 5.7876 | 5.7876
| Carried to Collection |  |  | N | 1207428.404
S/N |  |  | UNIT | RATE | AMOUNT | QTY
STAIRCASES CONT'D
P.O.P Floating
Prepare and apply aduplan or other approved floating materials on rendered surfaces
A | Sloping soffit of staircases | 40.5132 | m2 | 1400 | 56718.48 | 42 | 40.5132 | 40.5132
B | Soffit of landing | 9.646 | m2 | 1400 | 13504.4 | 10 | 9.646 | 9.646
C | Sides of staircases | 5.7876 | m2 | 1400 | 8102.64 | 6 | 5.7876 | 5.7876
M60: Painting/Clear finishing
Prepare, prime and apply 3 coats of Dulux or other equal and approved Silk paint on:
D | Sloping soffit of staircases | 40.5132 | m2 | 2200 | 89129.04 | 42 | 40.5132 | 40.5132
E | Soffit of landing | 9.646 | m2 | 2200 | 21221.2 | 10 | 9.646 | 9.646
F | Sides of staircases | 5.7876 | m2 | 2200 | 12732.72 | 6 | 5.7876 | 5.7876
| Carried to Collection |  |  | N | 201408.48
COLLECTION
| page /6 |  |  | 3704112.23
| page /7 |  |  | 1207428.404
| page /8 |  |  | 201408.48
STAIRCASES
| Carried to Summary |  |  | N | 5112949.114
S/N |  |  | UNIT | RATE | AMOUNT | QTY
Element Nr. 5
ROOF
E10: In situ concrete
Reinforced Insitu Concrete
Vibrated Ready Mix Concrete grade 25 (1:2:4) in:
A | Beams | 29.9026 | m3 | 95000 | 2840747 | 31 | 29.9026 | 29.9026
B | Roof deck and fascia | 7.7168 | m3 | 95000 | 733096 | 8 | 7.7168 | 7.7168
E30: Reinforcement for in situ concrete
High yield deformed bars to BS 4449 in beams, facia, slab, & copping.
C | 25mm diameter bars |  | kg | 1450 | 0
D | 20mm diameter bars |  | kg | 1450 | 0
E | 16mm diameter bars | 1900.262 | kg | 1450 | 2755379.9 | 1970 | 1900.262 | 1900.262
F | 12mm diameter bars | 222.8226 | kg | 1450 | 323092.77 | 231 | 222.8226 | 222.8226
G | 10mm diameter bars | 1354.2984 | kg | 1450 | 1963732.68 | 1404 | 1354.2984 | 1354.2984
E20: Formwork for in situ concrete
Sawn formwork to:
H | Sides and soffits of roof beams | 199.6722 | m2 | 8500 | 1697213.7 | 207 | 199.6722 | 199.6722
J | Edge and suffit of roof deck and facia | 55.9468 | m2 | 1275 | 71332.17 | 58 | 55.9468 | 55.9468
| Carried to Collection |  |  | N | 10384594.22
S/N |  |  | UNIT | RATE | AMOUNT | QTY
ROOF CONT'D
H72: 0.7mm longspan aluminium coloured roofing sheets or any other approved specification
A | Aluminium Long span roof covering | 436.9638 | m2 | 10100 | 4413334.38 | 453 | 436.9638 | 436.9638
G20: Steel trusses/Timber framing/First fixing
Sawn hardwood roof carcass treated with solignum
B | Allow provisional sum for steel roof trusses |  | item
C | 100 x 50mm wall plate | 116.7166 | m | 800 | 93373.28 | 121 | 116.7166 | 116.7166
D | 100 x 50mm rafter | 293.2384 | m | 800 | 234590.72 | 304 | 293.2384 | 293.2384
E | 100 x 50mm tie beam | 191.9554 | m | 800 | 153564.32 | 199 | 191.9554 | 191.9554
F | 100 x 50mm struts | 366.548 | m | 800 | 293238.4 | 380 | 366.548 | 366.548
G | 50 x 75mm hardwood purlins | 396.4506 | m | 550 | 218047.83 | 411 | 396.4506 | 396.4506
F10: Brick/Block walling
Hollow sandcrete blockwork jointed in cement mortar
H | 225mm in parapet wall | 249.8314 | m2 | 10300 | 2573263.42 | 259 | 249.8314 | 249.8314
M20: Plastered/Rendered/Roughcast coatings
12mm Thick cement and sand (1:5) smooth rendering to:
J | Parapet wall | 499.6628 | m2 | 3500 | 1748819.8 | 518 | 499.6628 | 499.6628
K | Sides and soffits of concrete facia and deck | 40.5132 | m2 | 3500 | 141796.2 | 42 | 40.5132 | 40.5132
M10: Sand cement/Concrete/Screeds/Toppings
Cement and sand (1:3) mix:
L | 50mm thick floated bed (roof slab) | 25.0796 | m2 | 3200 | 80254.72 | 26 | 25.0796 | 25.0796
| Carried to Collection |  |  | N | 9950283.07
S/N |  |  | UNIT | RATE | AMOUNT | QTY
ROOF CONT'D
H66: Bitumen felt shingling
3mm thick plasprufe or other approved bituminous felt
A | Soffit of roof slabs |  | m2 | 7100 | 0 | 0
B | Vertical sides of parapet walls/Gutter |  | m2 | 7100 | 0 | 0
C | Dishing arround rainwater oulet |  | Nr | 24000 | 0
POP Wall Floating
Prepare and apply ''aduplan'' or other equal and approved wall floating material on rendered walls
D | Parapet wall | 249.8314 | m2 | 1400 | 349763.96 | 259 | 249.8314 | 249.8314
E | Sides and soffits of concrete facia | 34.7256 | m | 590 | 20488.104 | 36 | 34.7256 | 34.7256
M60: Texture Paint
Prepare and apply standard coat ofWeather Shield paint on
F | Parapet wall | 499.6628 | m2 | 2200 | 1099258.16 | 518 | 499.6628 | 499.6628
G | Sides and soffits of concrete facia | 34.7256 | m2 | 2200 | 76396.32 | 36 | 34.7256 | 34.7256
| Carried to Collection |  |  | N | 1545906.544
COLLECTION
| page /9 |  |  | 10384594.22
| page /10 |  |  | 9950283.07
| page /11 |  |  | 1545906.544
ROOF
| Carried to Summary |  |  | N | 21880783.834
S/N |  |  | UNIT | RATE | AMOUNT | QTY
Element Nr. 6
EXTERNAL WALLS
F10: Brick/Block walling
Hollow sandcrete blockwork laid and jointed in cement mortar (1:3) mix:
A | 230mm wall | 925.0514 | m2 | 10300 | 9528029.42 | 959 | 925.0514 | 925.0514
B | 150mm wall |  | m2 | 8400 | 0
Expansion Joints
C | Particle board set vertically between blockwall |  | m2 | 9500 | 0
E10: In situ concrete
Vibrated Ready Mix Concrete grade 25 (1:2:4) in:
D | Lintels | 2.8938 | m3 | 95000 | 274911 | 3 | 2.8938 | 2.8938
E30: Reinforcement for in situ concrete
High yield deformed bars to BS 4449 in lintels
D | 12mm diameter bars | 162.0528 | kg | 1450 | 234976.56 | 168 | 162.0528 | 162.0528
E | 10mm diameter bars in links and stirrups | 85.8494 | kg | 1450 | 124481.63 | 89 | 85.8494 | 85.8494
E20: Formwork for in situ concrete
Sawn formwork to:
F | Sides and soffits of lintels | 29.9026 | m2 | 8500 | 254172.1 | 31 | 29.9026 | 29.9026
EXTERNAL WALLS
| Carried to Summary |  |  | N | 10416570.71
S/N |  |  | UNIT | RATE | AMOUNT | QTY
Element Nr. 7
WINDOWS AND EXTERNAL DOORS
L11: Metal windows/rooflights/screens/louvres
L10: Windows/roofing-lights/Screens/ Louvres
Single openable pannel aluminium casement/Sliding window coupled with top and bottom fixed light,EBM Profile,flyscreen, powder coated aluminium section and double glazed with 10mm thick bronze tinted.
A | Window size 1500 x 1800mm high | 48 | Nr | 175500 | 8424000 | 18 | 17.3628 | 17.3628
B | Ditto 1200 x 1800mm high | 5.7876 | Nr | 140400 | 812579.04 | 6 | 5.7876 | 5.7876
C | Ditto 900 x 1800mm high | 6 | Nr | 105300 | 631800 | 24 | 23.1504 | 23.1504
D | Ditto 600x1800mm high | 5.7876 | Nr | 70200 | 406289.52 | 6 | 5.7876 | 5.7876
E | Ditto 600x1200mm high | 24 | Nr | 46800 | 1123200 | 24 | 23.1504 | 23.1504
0
Window Subframe
F | Window size 1500 x 1800mm high | 48 | Nr | 17550 | 842400 | 18 | 17.3628 | 17.3628
G | Ditto 1200 x 1800mm high | 5.7876 | Nr | 14040 | 81257.904 | 6 | 5.7876 | 5.7876
H | Ditto 900 x 1800mm high | 6 | Nr | 10530 | 63180 | 24 | 23.1504 | 23.1504
J | Ditto 600x1800mm high | 5.7876 | Nr | 7020 | 40628.952 | 6 | 5.7876 | 5.7876
K | Ditto 600x1200mm high | 24 | Nr | 4680 | 112320 | 24 | 23.1504 | 23.1504
Supply and install Hi-Tech Security Door Complete with necessary accssories
L | Door size 1200x2700mm high | 5.7876 | Nr | 486000 | 2812773.6 | 6 | 5.7876 | 5.7876
M | Ditto 900x2700mm high | 11.5752 | Nr | 365500 | 4230735.6 | 12 | 11.5752 | 11.5752
WINDOWS AND EXTERNAL DOORS
| Carried to Summary |  |  | N | 19581164.616
S/N |  |  | UNIT | RATE | AMOUNT | QTY
Element Nr. 8
INTERNAL WALLS
F10: Brick/Block walling
Hollow sandcrete blockwork laid and jointed in cement mortar (1:3) mix:
A | 230mm wall | 854.6356 | m2 | 10300 | 8802746.68 | 886 | 854.6356 | 854.6356
B | 150mm wall | 243.0792 | m2 | 8400 | 2041865.28 | 252 | 243.0792 | 243.0792
E10: In situ concrete
Vibrated Ready Mix Concrete grade 25 (1:2:4) in:
C | Lintels | 2.8938 | m3 | 95000 | 274911 | 3 | 2.8938 | 2.8938
E30: Reinforcement for in situ concrete
High yield deformed bars to BS 4449 in lintels
D | 12mm diameter bars | 162.0528 | kg | 1450 | 234976.56 | 168 | 162.0528 | 162.0528
E | 10mm diameter bars in links and stirrups | 85.8494 | kg | 1450 | 124481.63 | 89 | 85.8494 | 85.8494
E20: Formwork for in situ concrete
Sawn formwork to:
F | Sides and soffits of lintels | 29.9026 | m2 | 8500 | 254172.1 | 31 | 29.9026 | 29.9026
INTERNAL WALLS
| Carried to Summary |  |  | N | 11733153.25
S/N |  |  | UNIT | RATE | AMOUNT | QTY
Element Nr. 9
INTERNAL DOORS
Wood work - doors/shutters/hatches
Supply and fix Single leaf Decorative sound panel door complete with frame, architrave and accessories from approved manufacturers.
A | Ditto 900x2100mm high | 24 | Nr | 170100 | 4082400 | 30 | 28.938 | 28.938
B | Ditto 1500x2700mm high Glass sliding door |  | Nr | 318938 | 0
C | Ditto 750x2100mm high | 24 | Nr | 141750 | 3402000 | 30 | 28.938 | 28.938
INTERNAL DOORS
| Carried to Summary |  |  | N | 7484400
S/N |  |  | UNIT | RATE | AMOUNT | QTY
Element Nr. 10
FITTINGS AND FIXTURES
N10:General fixtures/furnishing/equipment
Wardrobes obtainable from approved manufacturers"
A | Size 6600mm long x 600mm deep x 2800mm high in second floor |  | Nr | 990000 | 0
B | Size 3600mm long x 600mm deep x 2800mm high in rooms |  | Nr | 540000 | 0 | 6 | 5.7876 | 5.7876
C | Ditto 2150mm long x 600mm x 2800 high in rooms |  | Nr | 322500 | 0 | 12 | 11.5752 | 11.5752
N11: Domestic kitchen fitting
Kitchen carbinets obtainable from approved manufacturers"
F | Supply and fix kitchen cabinet size 7600mm long x 600mm deep x 900mm high with wall mounted constructed of MBF quality laminated plywood complete with granite work tops | 5.7876 | Nr | 3500000 | 20256600 | 6 | 5.7876 | 5.7876
L30: Stairs/Walkways/Balustrades
Supply and fix the followings approved pattern 1000mm high stainless steel:
G | Staircase handrails. 1200mm high | 32.7964 | m | 58000 | 1902191.2 | 34 | 32.7964 | 32.7964
H | Ditto balcony | 15.4336 | m | 39000 | 601910.4 | 16 | 15.4336 | 15.4336
Supply and fix the following:
J | Fabricate and install Aluminium duct cover | 30.8672 | m2 | 65000 | 2006368 | 32 | 30.8672 | 30.8672
K | Ditto: pergula |  | m2 | 12000 | 0
Felt
Single ply of paralon NT4 prefabricated membrane bitumen felt for water proofing on
L | Toilet floor lapped on wall | 96 | m2 | 6500 | 624000 | 103 | 99.3538 | 99.3538
FITTINGS AND FIXTURES
| carried to summary |  |  | N | 25391069.6
S/N |  |  | UNIT | RATE | AMOUNT | QTY
Element Nr. 11
WALL FINISHES
Internal work
M20: Plastered/Randered/Roughcast coatings
15mm thick cement and sand (1:4) smooth rendering to:
A | Walls | 3118.5518 | m2 | 3500 | 10914931.3 | 3233 | 3118.5518 | 3118.5518
B | Ditto not exceeding 300mm girth including dressing around that arises. | 417.6718 | m | 1050 | 438555.39 | 433 | 417.6718 | 417.6718
M31: Fibrous Plaster of Paris
POP Wall Floating
Prepare and apply ''aduplan'' or other equal and approved wall floating material on rendered walls
C | Rendered surfaces | 2287.0666 | m2 | 1400 | 3201893.24 | 2371 | 2287.0666 | 2287.0666
D | Rendered surfaces, width not exceeding 300mm | 417.6718 | m | 450 | 187952.31 | 433 | 417.6718 | 417.6718
M60: Painting/Clear finishing
Prepare and apply two finishing coats of emulsion paint on:
E | Walls | 2287.0666 | m2 | 2200 | 5031546.52 | 2371 | 2287.0666 | 2287.0666
F | Ditto not exceeding 300mm girth | 417.6718 | m | 550 | 229719.49 | 433 | 417.6718 | 417.6718
M40: Stone/Concrete/Quarry/Ceramic/ Mosaic tiling
Approved ceramic wall tiles bedded and jointed in cement and sand (1:3) screeded backing (measured separately) and pointed in matching coloured cement.
G | Kitchen walls | 252.7252 | m2 | 7500 | 1895439 | 262 | 252.7252 | 252.7252
H | Toilet walls | 578.76 | m2 | 7500 | 4340700 | 600 | 578.76 | 578.76
M10: Sand cement beds /Concrete/Screeds/ backings
Cement and sand (1:3) in backings
J | 15mm screeded backings | 831.4852 | m2 | 2100 | 1746118.92 | 862 | 831.4852 | 831.4852
External work
M20: Plastered/Rendered/Roughcast/ Coatings
15mm thick cement and sand (1:5) smooth rendering to:
K | Walls | 925.0514 | m2 | 3500 | 3237679.9 | 959 | 925.0514 | 925.0514
L | Parapet wall |  | m2 | 3500 | 0
M | Ditto not exceeding 300mm girth including dressing the arrises | 575.8662 | m | 1050 | 604659.51 | 597 | 575.8662 | 575.8662
| Carried to Collection |  |  | N | 31829195.58
S/N |  |  | UNIT | RATE | AMOUNT | QTY
WALL FINISHES CONT'D
M40: Stone/Concrete/Quarry/Ceramic/ Mosaic tiling
Waterock stones tiles bedded and jointed in cement and sand (1:3) screeded backing (measured separately) and well pointed on walls
A | Wall tiles |  | m2 | 8200 | 0
M10: Sand cement beds /Concrete/Screeds/backings
Cement and sand (1:3) in backings
B | 15mm screeded backings |  | m2 | 2650 | 0
POP Wall Floating
Prepare and apply ''aduplan'' or other equal and approved wall floating material on rendered walls
C | Rendered surfaces | 925.0514 | m2 | 1400 | 1295071.96 | 959 | 925.0514 | 925.0514
D | Rendered surfaces, width not exceeding 300mm | 575.8662 | m | 550 | 316726.41 | 597 | 575.8662 | 575.8662
E | Window hoods |  | m2 | 1400 | 0
F | Dressing of groves on wall |  | m | 550 | 0
M60: Painting/Clear finishing
Prepare and apply two finishing coats of Dulux weather sheild paint and MC 50 wall screeding on:
G | Walls | 925.0514 | m2 | 2200 | 2035113.08 | 959 | 925.0514 | 925.0514
H | Rendered surfaces, width not exceeding 300mm | 575.8662 | m | 900 | 518279.58 | 597 | 575.8662 | 575.8662
J | Window hoods |  | m2 |  | 0
K | Capping on canopy and outdoor dwarf wall |  | m | 660 | 0
L | Groves on wall |  | m |  | 0
| Carried to collection |  |  | N | 4165191.03
COLLECTION
| page /17 |  |  | 31829195.58
| page /18 |  |  | 4165191.03
WALL FINISHES
| Carried to summary |  |  | N | 35994386.61
S/N |  |  | UNIT | RATE | AMOUNT | QTY
Element Nr. 12
FLOOR FINISHES
Internal work
M40: Stone/Concrete Quarry/Ceramic tilling/Mosaic
Ceramic floor tiles (Royal Tiles) of approved colour, bedded and jointed in cement and sand (1:3) mix floated bed (measured separately) with and including pointing with matching cement colour
A | 400x400x8mm non slip/unglazed tiles ( toilets) | 99.3538 | m2 | 8500 | 844507.3 | 103 | 99.3538 | 99.3538
Fully vitrified ceramic tiles of approved colour bedded and jointed in cement and sand floated bed (measured separately) with and including pointing with matching cement mortar on:
B | 1200X1200X10mm porclelain floor tiles (Lounge, dinnig,anti room ) | 330 | m2 | 12350 | 4075500 | 276 | 266.2296 | 266.2296
C | Ditto skirting 75mm high | 363 | m | 1852.5 | 672457.5 | 303.6 | 292.8526 | 292.8526
D | 600/300x600x8mm glazed CDK Nigerian floor tiles in kitchen and store) | 114 | m2 | 12350 | 1407900 | 108 | 104.1768 | 104.1768
E | Ditto skirting 75mm high | 125.4 | m | 1852.5 | 232303.5 | 118.8 | 114.5945 | 114.5945
F | 600/300x600x8mm glazed CDK Nigerian floor tiles in bedrooms | 312 | m2 | 12350 | 3853200 | 372 | 358.8312 | 358.8312
G | Ditto skirting 75mm high | 343.2 | m | 1852.5 | 635778 | 409.2 | 394.7143 | 394.7143
H | 600/300x600x8mm glazed CDK Nigerian floor tiles( service terrace and stair way) | 90 | m2 | 12350 | 1111500 | 69 | 66.5574 | 66.5574
J | Ditto skirting 75mm high | 99 | m | 1852.5 | 183397.5 | 75.9 | 73.2131 | 73.2131
M10: Sand cement beds/Concrete/Screeds/ backings
Cement and sand (1:3) mix
K | 44mm screeded bed | 945.3538 | m2 | 4200 | 3970485.96 | 928 | 895.1488 | 895.1488
L | 15mm screeded backings | 930.6 | m | 630 | 586278 | 907.5 | 875.3745 | 875.3745
[7 empty] | 0 | 0
External work
M50: Rubber/Plastics/Cork/Lino/ Carpet tiling sheeting
Marble Floor Tiles
M | 300x600x12mm unglazed black verona granite floor tiles in entrance porch, balcony,terrace | 17.3628 | m2 | 23300 | 404553.24 | 18 | 17.3628 | 17.3628
N | Ditto skirting 75mm high | 19.0991 | m | 3495 | 66751.2846 | 19.8 | 19.0991 | 19.0991
M10: Sand cement beds/Concrete/Screeds/ backings
Cement and sand (1:3) mix
P | 42mm floated bed to receive floor tiles | 17.3628 | m2 | 4200 | 72923.76 | 18 | 17.3628 | 17.3628
Q | 15mm screeded backings | 19.0991 | m | 630 | 12032.4204 | 19.8 | 19.0991 | 19.0991
FLOOR FINISHES
| Carried to Summary |  |  | N | 18129568.465
S/N |  |  | UNIT | RATE | AMOUNT | QTY
Element Nr. 13
CEILING FINISHES
Internal and External works
M20: Plastered/Rendered/Roughcast/ Coatings
15mm thick rendering finished fair and smooth on:
A | Soffit of suspended floor slab |  | m2 | 3500 | 0
M31: Fibrous Plaster of Paris
POP Ceiling
B | Gypsum Board Suspended Ceiling | 962.7166 | m2 | 13200 | 12707859.12 | 946 | 912.5116 | 912.5116
G20: Carpentary/Timber framing/ First fixing
Sawn Treated Hardwood
C | 50 x 50mm noggins | 1152 | m | 400 | 460800 | 1087 | 1048.5202 | 1048.5202
M60: Painting/Clear finishing
Prepare, prime and apply two coats of emulsion paint on:
D | Soffits of suspended POP board | 962.7166 | m2 | 2200 | 2117976.52 | 946 | 912.5116 | 912.5116
CEILING FINISHES
| Carried to Summary |  |  | N | 15286635.64
S/N |  |  | UNIT | RATE | AMOUNT | QTY
Element Nr. 14
MECHANICAL INSTALLATIONS
A | Allow a provisional sum for Mechanical Installation to include pipping, fittings and accessories |  |  |  | 12000000
PLUMBING INSTALLATIONS
| Carried to summary |  |  | N | 12000000
Element Nr. 15
ELECTRICAL INSTALLATIONS
S/N | DESCRIPTION OF ITEMS |  | QTY | RATE | AMOUNT | UNIT
A | Allow a provisional sum for Electrical Installation to include pipping, wiring and fittings |  |  |  | 18000000 | sum
ELECTRICAL INSTALLATIONS
| Carried to summary |  |  | N | 18000000
SUMMARY
| SUBSTRUCTURE |  |  | 27881594.195
| FRAME |  |  | 35559641.39
| UPPER FLOORS |  |  | 31824034.97
| STAIRCASES |  |  | 5112949.114
| ROOF |  |  | 21880783.834
| EXTERNAL WALLS |  |  | 10416570.71
| WINDOWS AND EXTERNAL DOORS |  |  | 19581164.616
| INTERNAL WALLS |  |  | 11733153.25
| INTERNAL DOORS |  |  | 7484400
| FITTINGS & FIXTURES |  |  | 25391069.6
| WALL FINISHES |  |  | 31829195.58
| FLOOR FINISH |  |  | 18129568.465
| CEILING FINISH |  |  | 15286635.64
| PLUMBING INSTALLATIONS |  |  | 12000000
| ELECTRICAL INSTALLATIONS |  |  | 18000000
MAIN BUILDING - 3 bedroom block flat
| Net construction cost/Blk |  |  |  | 292110761.364
| Prelims @ 5% |  |  |  | 14605538.0682
| Add |  |  |  | 306716299.4322
| Contingency 5% |  |  |  | 15335814.9716
322052114.4038
| Vat @ 7.5% |  |  |  | 24153908.5803
| MAIN BUILDING |  |  | N | 346206022.9841
Carried to General Summary
| GFA | 1113 | M2 |  |  | 1155
| COST/M2 |  |  | 311056.6244
fg

## Cover page site office
SITE OFFICE

## Site office
ELEMENT NR. 1
SUBSTRUCTURE (All Provisional)
D20: EXCAVATING AND FILLING
General Site Clearance
A | Excavate oversite to remove vegetable soil average 150mm deep. | 121 | m2 | 200 | 24200
B | Excavate trench to receive foundation starting from stripped level and not exceeding 1.00m deep. | 34 | m3 | 1900 | 64600
C | Excavate pit for column bases starting from stripped level and not exceeding 1.50m deep. |  | m3 | 1900 | 0
E | Level and compact bottom of excavation to receive concrete in foundation. | 46 | m2 | 250 | 11500
F | Remove surplus excavated material from site. | 13 | m3 | 1400 | 18200
G | Return, fill and consolidate selected excavated material around foundation. | 21 | m3 | 900 | 18900
H | Approved laterite earth filling to make up level well rammed and consolidated in layers of 300mm thick. | 23 | m3 | 6500 | 149500
J | 100mm thick approved rock hardcore filling well rammed and consolidated. | 77 | m2 | 2700 | 207900
E10: In situ concrete
Vibrated Concrete Grade 15 in:
K | 50mm blinding under bases | 2 | m2 | 3000 | 6000
Vibrated Concrete 1;3:6 in:
L | Foundation | 11 | m3 | 95000 | 1045000
M | 150mm horizontal bed | 14 | m3 | 95000 | 1330000
N | Steps |  | m3 | 95000 | 0
| Carried to Collection |  |  | N | 2875800
SUBSTRUCTURE CONT'D
Vibrated Concrete grade 20 in:
A | Column bases |  | m3 | 95000 | 0
B | Columns |  | m3 | 95000 | 0
E30: Reinforcement for in situ concrete
High yield deformed bars to BS 4449 in column bases, columns & retaining walls etc
C | 12mm diameter bar |  | kg | 1450 | 0
D | 10mm diameter links and stirrups |  | kg | 1450 | 0
E20: Formwork for in situ concrete
Sawn formwork to:
E | Sides of columns |  | m2 | 8500 | 0
F | Edges of ground floor bed 150mm high | 49 | m | 1275 | 62475
BRC Fabric mesh reinforcement to BS 4483 ref.No A.142 weighing 2.22kg/sq.m lapped 200mm at all joints in:
G | Bed | 96 | m2 | 1800 | 172800
F10: Brick/Block walling
Hollow sandcrete blockwork filled solid with vibrated concrete grade 15 and jointed in cement mortar
A | 225mm wall | 70 | m2 | 13000 | 910000
Damp Proofing
Damp proof membrane
B | 0.26mm polythene damp proof membrane lapped 450mm at all welted joints, laid on hardcore | 96 | m2 | 650 | 62400
| Carried to collection |  |  | N | 1207675
COLLECTION
| page /1 |  |  | 2875800
| page /2 |  |  | 1207675
SUBSTRUCTURE
| Carried to Summary |  |  | N | 4083475
Element Nr. 2
EXTERNAL AND INTERNAL WALL
F10: Brick/Block walling
Hollow sandcrete blockwork laid and jointed in cement mortar (1:3) mix:
A | 230mm wall | 141 | m2 | 10300 | 1452300
B | 150mm wall | 32 | m2 | 8500 | 272000
E10: In situ concrete
Vibrated Concrete 1;2:4 in:
C | Lintels | 1 | m3 | 95000 | 95000
D | Columns |  | m3 | 95000 | 0
E | Beams | 0.2 | m3 | 95000 | 19000
E30: Reinforcement for in situ concrete
High yield deformed bars to BS 4449 in lintels/beam
F | 12-10mm diameter bars | 156 | kg | 1450 | 226200
E20: Formwork for in situ concrete
Sawn formwork to:
G | Sides and soffits of lintels, column and beam | 13 | m2 | 8500 | 110500
EXTERNAL AND INTERNAL WALL
| Carried to Summary |  |  | N | 2175000
Element Nr. 3
WINDOWS AND EXTERNAL DOORS
L11: Metal windows/rooflights/screens/louvres
L10: Windows/roofing-lights/Screens/ Louvres
POWDER COATED ALUMINIUM CASEMENT WINDOW WITH TOP FIX LIGHT AND FLY NET FIXED TO MANUFACTURER'S DETAILS
A | Window size1200 x 1800mm high | 5 | Nr | 140400 | 702000
B | Window size 750 x 1800mm high | 1 | Nr | 87750 | 87750
POWDER COATED ALUMINIUM CASEMENT WINDOW WITH FLY NET FIXED TO MANUFACTURER'S DETAILS
C | Ditto 600 x 1200mm high window | 2 | Nr | 46800 | 93600
D | Ditto 750 x 750mm high window |  | Nr | 40000 | 0
SUPPLY AND FIX IMPORTED SECURITY SWING DOOR FIXED TO MANUFACTURER'S DETAILS
E | Ditto 900X2100mm high | 3 | Nr | 283500 | 850500
WINDOWS AND EXTERNAL DOORS
| Carried to Summary |  |  | N | 1733850
Element Nr. 4
INTERNAL DOORS
Wood work - doors/shutters/hatches
SINGLE SWING IMPORTED STANLEY DOOR FIXED TO MANUFACTURER'S DETAILS
A | Ditto 750x2100mm high | 2 | Nr | 141750 | 283500
INTERNAL DOORS
| Carried to Summary |  |  | N | 283500
Element Nr. 5
ROOF
E10: In situ concrete
Reinforced Insitu Concrete
Vibrated Concrete 1;2:4 in:
A | Fascia/roof beam externally including copping. | 4 | m3 | 95000 | 380000
E30: Reinforcement for in situ concrete
High yield deformed bars to BS 4449 in beams, facia, slab, & copping.
B | 12mm diameter bars | 175 | kg | 1450 | 253750
C | 10mm diameter bars | 210 | kg | 1450 | 304500
D | 8mm diameter bars | 41 | kg | 1450 | 59450
E20: Formwork for in situ concrete
Sawn formwork to:
E | Sides of beam/fascia/coping | 28 | m2 | 8500 | 238000
| Carried to Collection |  |  | N | 1235700
ROOF CONT'D
H72: 0.55mm longspan aluminium coloured roofing sheets or any other approved specification
A | Aluminium roof covering | 102 | m2 | 10100 | 1030200
B | Ridge cap 150mm girth and eaves | 48 | m | 3030 | 145440
G20: Steel trusses/Timber framing/First fixing
Sawn hardwood roof carcass treated with solignum
C | 100 x 50mm wall plate | 48 | m | 800 | 38400
D | 100 x 50mm tie beam | 87 | m | 800 | 69600
E | 100 x 50mm strut | 117 | m | 800 | 93600
F | 100 x 50mm rafter | 88 | m | 800 | 70400
G | 50 x 75mm hardwood purlins | 131 | m | 550 | 72050
F10: Brick/Block walling
Hollow sandcrete blockwork jointed in cement mortar
H | 225mm in parapet/Gable wall | 26 | m2 | 10300 | 267800
M20: Plastered/Rendered/Roughcast coatings
12mm Thick cement and sand (1:5) smooth rendering to:
J | Parapet wall | 52 | m2 | 3500 | 182000
K | Sides and soffits of Fascia |  | m2 | 3500 | 0
M10: Sand cement/Concrete/Screeds/Toppings
Cement and sand (1:3) mix:
L | 50mm thick floated bed (slab) |  | m2 | 3200 | 0
| Carried to Collection |  |  | N | 1969490
ROOF CONT'D
M60: Texture Paint
Prepare and apply standard coat of Texture paint on
A | Parapet wall | 26 | m2 | 2200 | 57200
B | Sides and soffits of Fascia | 0 | m2 | 2200 | 0
| Carried to Collection |  |  | N | 57200
COLLECTION
| page /5 |  |  | 1235700
| page /6 |  |  | 1969490
| page /7 |  |  | 57200
ROOF
| Carried to Summary |  |  | N | 3262390
Element Nr. 6
WALL FINISHES
Internal work
M20: Plastered/Randered/Roughcast coatings
15mm thick cement and sand (1:4) smooth rendering to:
A | Walls | 149 | m2 | 3500 | 521500
B | Ditto not exceeding 300mm girth including dressing around that arises. | 25 | m | 1050 | 26250
M31: Fibrous Plaster of Paris
POP Wall Floating
Prepare and apply ''aduplan'' or other equal and approved wall floating material on rendered walls
C | Rendered surfaces | 101 | m2 | 1400 | 141400
D | Rendered surfaces, width not exceeding 300mm | 25 | m | 420 | 10500
M60: Painting/Clear finishing
Prepare and apply two finishing coats of emulsion paint on:
C | Walls | 101 | m2 | 2200 | 222200
D | Ditto not exceeding 300mm girth | 25 | m | 660 | 16500
M40: Stone/Concrete/Quarry/Ceramic/ Mosaic tiling
Approved ceramic wall tiles bedded and jointed in cement and sand (1:3) screeded backing (measured separately) and pointed in matching coloured cement.
E | Toilet walls | 48 | m2 | 7500 | 360000
M10: Sand cement beds /Concrete/Screeds/ backings
Cement and sand (1:3) in backings
G | 15mm screeded backings | 48 | m2 | 2100 | 100800
External work
M20: Plastered/Rendered/Roughcast/ Coatings
15mm thick cement and sand (1:5) smooth rendering to:
H | Walls | 162 | m2 | 3500 | 567000
J | Ditto not exceeding 300mm girth including dressing the arrises | 54 | m | 1050 | 56700
M31: Fibrous Plaster of Paris
POP Wall Floating
Prepare and apply ''aduplan'' or other equal and approved wall floating material on rendered walls
C | Rendered surfaces | 162 | m2 | 1400 | 226800
D | Rendered surfaces, width not exceeding 300mm | 54 | m | 420 | 22680
M60: Painting/Clear finishing
Prepare and apply two finishing coats of emulsion paint on:
K | Walls | 162 | m2 | 2200 | 356400
L | Ditto not exceeding 300mm girth | 54 | m | 660 | 35640
WALL FINISHES
| Carried to summary |  |  | N | 3189990
Element Nr. 8
FLOOR FINISHES
Internal work
M40: Stone/Concrete Quarry/Ceramic tilling/Mosaic
verified floor tile finish of approved colour, bedded and jointed in cement and sand (1:3) mix floated bed (measured separately) with and including pointing with matching cement colour.
A | 8mm floor tile (toilet) | 8 | m2 | 8500 | 68000
Verified floor tile finish of approved colour, bedded and jointed in cement and sand (1:3) mix floated bed (measured separately) with and including pointing with matching cement colour.
B | 600/300x600x8mm glazed CDK Nigerian floor tiles in offices ) | 66 | m2 | 12350 | 815100
C | Ditto skirting 75mm high | 53 | m | 1852.5 | 98182.5
M10: Sand cement beds /Concrete/Screeds/ backings
Cement and sand (1:3) mix
D | 44mm screeded bed | 74 | m2 | 4200 | 310800
E | 15mm screeded backings | 53 | m | 630 | 33390
External work
M50: Rubber/Plastics/Cork/Lino/ Carpet tiling sheeting
verified floor tile finish of approved colour, bedded and jointed in cement and sand (1:3) mix floated bed (measured separately) with and including pointing with matching cement colour.
F | Entrance/exit | 8 | m2 | 12350 | 98800
G | Ditto skirting 75mm high | 5 | m | 1852.5 | 9262.5
M10: Sand cement beds /Concrete/Screeds/ backings
Cement and sand (1:3) mix
H | 42mm floated bed to receive floor tiles | 8 | m2 | 4200 | 33600
J | 15mm screeded backings | 5 | m | 630 | 3150
FLOOR FINISHES
| Carried to Summary |  |  | N | 1470285
Element Nr. 9
CEILING FINISHES
Internal and External works
M31: Ceiling board
POP CEILING
A | Skirting and board to ceiling | 82 | m2 | 13200 | 1082400
G20: Carpentary/Timber framing/ First fixing
Sawn Treated Hardwood
B | 50 x 50mm noggins | 983 | m | 400 | 393200
M60: Painting/Clear finishing
Prepare, prime and apply two coats of emulsion paint on:
C | Soffits of suspended board | 82 | m2 | 2200 | 180400
CEILING FINISHES
| Carried to Summary |  |  | N | 1656000
Element Nr. 10
MECHANICAL INSTALLATIONS
Plumbing Installations
A | Allow provisional sum for this section of work incuding soakaway |  | SUM |  | 700000
MECHANICAL INSTALLATIONS
| Carried to Collection |  |  | N | 700000
Element Nr. 11
ELECTRICAL INSTALLATIONS
A | Allow provisional sum for this section of work incuding accessories |  | SUM |  | 976500
ELECTRICAL INSTALLATIONS
| Carried to Collection |  |  | N | 976500
SUMMARY
| SUBSTRUCTURE |  |  | 4083475
| EXTERNAL WALLS |  |  | 2175000
| WINDOWS AND EXTERNAL DOORS |  |  | 1733850
| INTERNAL DOORS |  |  | 283500
| ROOF |  |  | 3262390
| WALL FINISHES |  |  | 3189990
| FLOOR FINISHES |  |  | 1470285
| CEILING FINISHES |  |  | 1656000
| PLUMBING INSTALLATIONS |  |  | 700000
| ELECTRICAL INSTALLATIONS |  |  | 976500
SITE OFFICE
| Carried to General Summary |  |  | N | 19530990
M2
| GFA |  |  |  | 93
| Coat/GFA (Vat % Prelim exclusive) |  |  |  | 210010.6452
| COST/UNIT |  |  |  | 9765495
| Net construction cost |  |  | 19530990
Add
| Prelims @ 5% |  |  | 976549.5
| Estimated total cost |  | N | 20507539.5
Add
| Vat @ 7.5% |  |  | 1538065.4625
22045604.9625
| COST/UNIT {_with prelim & vat } |  |  | 11022802.4812
| Cost/GFA {_with prelim & vat } |  |  | 237049.5157

## Cover page GATEhouse
GATE HOUSE

## GATE HOUSE
ELEMENT NR. 1
SUBSTRUCTURE (All Provisional)
D20: EXCAVATING AND FILLING
General Site Clearance
A | Excavate oversite to remove vegetable soil average 150mm deep. | 35 | m2 | 200 | 7000
B | Excavate trench to receive foundation starting from stripped level and not exceeding 1.00m deep. | 9 | m3 | 1900 | 17100
C | Excavate pit for column bases starting from stripped level and not exceeding 1.50m deep. | 39 | m3 | 1900 | 74100
E | Level and compact bottom of excavation to receive concrete in foundation. | 18 | m2 | 250 | 4500
F | Remove surplus excavated material from site. | 6 | m3 | 1400 | 8400
G | Return, fill and consolidate selected excavated material around foundation. | 14 | m3 | 900 | 12600
H | Approved laterite earth filling to make up level well rammed and consolidated in layers of 300mm thick. | 5 | m3 | 6500 | 32500
J | 100mm thick approved rock hardcore filling well rammed and consolidated. | 17 | m2 | 2700 | 45900
E10: In situ concrete
Vibrated Concrete Grade 15 in:
K | 50mm blinding under bases | 30 | m2 | 3000 | 90000
Vibrated Concrete 1;3:6 in:
L | Foundation | 3 | m3 | 95000 | 285000
M | 150mm horizontal bed | 3 | m3 | 95000 | 285000
N | Steps |  | m3 | 95000 | 0
| Carried to Collection |  |  | N | 862100
SUBSTRUCTURE CONT'D
Vibrated Concrete grade 20 in:
A | Column bases | 8 | m3 | 95000 | 760000
B | Columns | 2 | m3 | 95000 | 190000
E30: Reinforcement for in situ concrete
High yield deformed bars to BS 4449 in column bases, columns & retaining walls etc
| 16mm diameter bar | 456 | kg
C | 12mm diameter bar | 431 | kg | 1450 | 624950
D | 10mm diameter links and stirrups | 100 | kg | 1450 | 145000
E20: Formwork for in situ concrete
Sawn formwork to:
E | Sides of columns | 27 | m2 | 8500 | 229500
F | Edges of ground floor bed 150mm high | 19 | m | 1275 | 24225
BRC Fabric mesh reinforcement to BS 4483 ref.No A.142 weighing 2.22kg/sq.m lapped 200mm at all joints in:
G | Bed | 22 | m2 | 1800 | 39600
F10: Brick/Block walling
Hollow sandcrete blockwork filled solid with vibrated concrete grade 15 and jointed in cement mortar
A | 225mm wall | 20 | m2 | 13000 | 260000
Damp Proofing
Damp proof membrane
B | 0.26mm polythene damp proof membrane lapped 450mm at all welted joints, laid on hardcore | 22 | m2 | 650 | 14300
| Carried to collection |  |  | N | 2287575
COLLECTION
| page /1 |  |  | 862100
| page /2 |  |  | 2287575
SUBSTRUCTURE
| Carried to Summary |  |  | N | 3149675
Element Nr. 2
EXTERNAL AND INTERNAL WALL
F10: Brick/Block walling
Hollow sandcrete blockwork laid and jointed in cement mortar (1:3) mix:
A | 230mm wall | 42 | m2 | 10300 | 432600
B | 150mm wall | 6 | m2 | 8500 | 51000
E10: In situ concrete
Vibrated Concrete 1;2:4 in:
C | Lintels | 1 | m3 | 95000 | 95000
D | Columns | 10 | m3 | 95000 | 950000
E | Beams | 4 | m3 | 95000 | 380000
E | staircase | 2 | m3 | 95000 | 190000
E30: Reinforcement for in situ concrete
High yield deformed bars to BS 4449 in lintels,beams ,column and stairs
F | 12-10mm diameter bars | 700 | kg | 1450 | 1015000
| 16mm diameter bars in | 1430 | kg | 1450 | 2073500
E20: Formwork for in situ concrete
Sawn formwork to:
G | Sides and soffits of lintels, column,beam and stairs | 168 | m2 | 8500 | 1428000
EXTERNAL AND INTERNAL WALL
| Carried to Summary |  |  | N | 4351600
Element Nr. 3
WINDOWS AND EXTERNAL DOORS
L11: Metal windows/rooflights/screens/louvres
L10: Windows/roofing-lights/Screens/ Louvres
POWDER COATED ALUMINIUM CASEMENT WINDOW WITH TOP FIX LIGHT AND FLY NET FIXED TO MANUFACTURER'S DETAILS
A | Window size 1800 x 1800mm high | 1 | Nr | 180000 | 180000
B | Window size 750 x 1800mm high | 2 | Nr | 87750 | 175500
POWDER COATED ALUMINIUM CASEMENT WINDOW WITH FLY NET FIXED TO MANUFACTURER'S DETAILS
D | Ditto 600 x 600mm high window | 1 | Nr | 23400 | 23400
SUPPLY AND FIX IMPORTED SECURITY SWING DOOR FIXED TO MANUFACTURER'S DETAILS
E | Ditto 900X2100mm high | 2 | Nr | 285900 | 571800
WINDOWS AND EXTERNAL DOORS
| Carried to Summary |  |  | N | 950700
Element Nr. 4
INTERNAL DOORS
Wood work - doors/shutters/hatches
POLISHED MASONIA PANEL SWING DOOR FIXED TO MANUFACTURER'S DETAILS
A | Ditto 900x2100mm high |  | Nr | 171000 | 0
B | Ditto 750x2100mm high | 1 | Nr | 141750 | 141750
INTERNAL DOORS
| Carried to Summary |  |  | N | 141750
Element Nr. 5
ROOF
E10: In situ concrete
Reinforced Insitu Concrete
Vibrated Concrete 1;2:4 in:
A | slab/roof beam externally including copping. | 16 | m3 | 95000 | 1520000
E30: Reinforcement for in situ concrete
High yield deformed bars to BS 4449 in beams, facia, slab, & copping.
B | 10-12mm diameter bars | 1565 | kg | 1450 | 2269250
E20: Formwork for in situ concrete
Sawn formwork to:
E | Sides of beam/fascia/slab | 113 | m2 | 8500 | 960500
| Carried to Collection |  |  | N | 4749750
ROOF CONT'D
H72: 0.55mm longspan aluminium coloured roofing sheets or any other approved specification
A | Aluminium roof covering |  | m2 | 10100 | 0
B | Ridge cap 150mm girth and eaves |  | m | 3030 | 0
G20: Steel trusses/Timber framing/First fixing
Sawn hardwood roof carcass treated with solignum
C | 100 x 50mm wall plate |  | m | 800 | 0
D | 100 x 50mm tie beam |  | m | 800 | 0
E | 100 x 50mm strut |  | m | 800 | 0
F | 100 x 50mm rafter |  | m | 800 | 0
G | 50 x 75mm hardwood purlins |  | m | 550 | 0
F10: Brick/Block walling
Hollow sandcrete blockwork jointed in cement mortar
H | 225mm in parapet/Gable wall | 39 | m2 | 10300 | 401700
M20: Plastered/Rendered/Roughcast coatings
12mm Thick cement and sand (1:5) smooth rendering to:
J | Parapet wall/upstand | 78 | m2 | 3500 | 273000
K | Sides and soffits of staircase | 22 | m2 | 3500 | 77000
M10: Sand cement/Concrete/Screeds/Toppings
Cement and sand (1:3) mix:
L | 50mm thick floated bed (slab) | 82 | m2 | 3200 | 262400
| Carried to Collection |  |  | N | 1014100
ROOF CONT'D
M60: Texture Paint
Prepare and apply standard coat of Texture paint on
A | Parapet wall | 39 | m2 | 2200 | 85800
B | Sides and soffits of Fascia | 22 | m2 | 2200 | 48400
| Carried to Collection |  |  | N | 134200
COLLECTION
| page /5 |  |  | 4749750
| page /6 |  |  | 1014100
| page /7 |  |  | 134200
ROOF
| Carried to Summary |  |  | N | 5898050
Element Nr. 6
WALL FINISHES
Internal work
M20: Plastered/Randered/Roughcast coatings
15mm thick cement and sand (1:4) smooth rendering to:
A | Walls | 25 | m2 | 3500 | 87500
B | Ditto not exceeding 300mm girth including dressing around that arises. | 16 | m | 1050 | 16800
M31: Fibrous Plaster of Paris
POP Wall Floating
Prepare and apply ''aduplan'' or other equal and approved wall floating material on rendered walls
C | Rendered surfaces | 25 | m2 | 1400 | 35000
D | Rendered surfaces, width not exceeding 300mm | 16 | m | 420 | 6720
M60: Painting/Clear finishing
Prepare and apply two finishing coats of emulsion paint on:
C | Walls | 25 | m2 | 2200 | 55000
D | Ditto not exceeding 300mm girth | 16 | m | 660 | 10560
M40: Stone/Concrete/Quarry/Ceramic/ Mosaic tiling
Approved ceramic wall tiles bedded and jointed in cement and sand (1:3) screeded backing (measured separately) and pointed in matching coloured cement.
E | Toilet walls | 16 | m2 | 7500 | 120000
F | Kitchen walls |  | m2 | 6500 | 0
M10: Sand cement beds /Concrete/Screeds/ backings
Cement and sand (1:3) in backings
G | 15mm screeded backings | 16 | m2 | 2100 | 33600
External work
M20: Plastered/Rendered/Roughcast/ Coatings
15mm thick cement and sand (1:5) smooth rendering to:
H | Walls | 58 | m2 | 3500 | 203000
J | Ditto not exceeding 300mm girth including dressing the arrises | 16 | m | 1050 | 16800
M31: Fibrous Plaster of Paris
POP Wall Floating
Prepare and apply ''aduplan'' or other equal and approved wall floating material on rendered walls
C | Rendered surfaces | 58 | m2 | 1400 | 81200
D | Rendered surfaces, width not exceeding 300mm | 16 | m | 420 | 6720
M60: Painting/Clear finishing
Prepare and apply two finishing coats of emulsion paint on:
K | Walls | 58 | m2 | 2200 | 127600
L | Ditto not exceeding 300mm girth | 16 | m | 660 | 10560
WALL FINISHES
| Carried to summary |  |  | N | 1004420
Element Nr. 8
FLOOR FINISHES
Internal work
M40: Stone/Concrete Quarry/Ceramic tilling/Mosaic
verified floor tile finish of approved colour, bedded and jointed in cement and sand (1:3) mix floated bed (measured separately) with and including pointing with matching cement colour.
A | 8mm floor tile (toilet) | 3 | m2 | 8500 | 25500
Verified floor tile finish of approved colour, bedded and jointed in cement and sand (1:3) mix floated bed (measured separately) with and including pointing with matching cement colour.
B | security room | 11 | m2 | 12350 | 135850
C | Ditto skirting 75mm high | 5 | m | 1852.5 | 9262.5
D | Living room,Dinning, kitchen, store, lobby |  | m2 | 12350 | 0
E | Ditto skirting 75mm high | 0 | m | 1852.5 | 0
M10: Sand cement beds /Concrete/Screeds/ backings
Cement and sand (1:3) mix
F | 44mm screeded bed | 14 | m2 | 4200 | 58800
G | 15mm screeded backings | 5 | m | 1260 | 6300
External work
M50: Rubber/Plastics/Cork/Lino/ Carpet tiling sheeting
verified floor tile finish of approved colour, bedded and jointed in cement and sand (1:3) mix floated bed (measured separately) with and including pointing with matching cement colour.
J | Entrance/exit | 3 | m2 | 12350 | 37050
K | Ditto skirting 75mm high | 5 | m | 1235 | 6175
M10: Sand cement beds /Concrete/Screeds/ backings
Cement and sand (1:3) mix
L | 42mm floated bed to receive floor tiles | 3 | m2 | 4200 | 12600
M | 15mm screeded backings | 5 | m | 180 | 900
FLOOR FINISHES
| Carried to Summary |  |  | N | 292437.5
Element Nr. 9
CEILING FINISHES
Internal and External works
M20: Plastered/Rendered/Roughcast/ Coatings
15mm thick rendering finished fair and smooth on:
A | Soffit of suspended floor slab | 72 | m2 | 3500 | 252000
M31: Ceiling board
POP CEILING
B | Skirting and board to ceiling | 38 | m2 | 13200 | 501600
G20: Carpentary/Timber framing/ First fixing
Sawn Treated Hardwood
C | 50 x 50mm noggins |  | m | 400 | 0
M60: Painting/Clear finishing
Prepare, prime and apply two coats of emulsion paint on:
D | Soffits of suspended board | 110 | m2 | 2200 | 242000
L30: Stairs/Walkways/Balustrades
Supply and fix the followings approved pattern 1000mm high stainless steel:
F | Staircase handrails. 1200mm high | 7 | m | 58000 | 406000
CEILING FINISHES
| Carried to Summary |  |  | N | 1149600
Element Nr. 10
MECHANICAL INSTALLATIONS
Plumbing Installations
A | Allow provisional sum for this section of work incuding soakaway |  | SUM |  | 457500
MECHANICAL INSTALLATIONS
| Carried to Collection |  |  | N | 457500
Element Nr. 11
ELECTRICAL INSTALLATIONS
A | Allow provisional sum for this section of work incuding accessories |  | SUM |  | 640500
ELECTRICAL INSTALLATIONS
| Carried to Collection |  |  | N | 640500
SUMMARY
| SUBSTRUCTURE |  |  | 3149675
| EXTERNAL WALLS |  |  | 4351600
| WINDOWS AND EXTERNAL DOORS |  |  | 950700
| INTERNAL DOORS |  |  | 141750
| ROOF |  |  | 5898050
| WALL FINISHES |  |  | 1004420
| FLOOR FINISHES |  |  | 292437.5
| CEILING FINISHES |  |  | 1149600
| PLUMBING INSTALLATIONS |  |  | 457500
| ELECTRICAL INSTALLATIONS |  |  | 640500
GATE HOUSE
| Carried to General Summary |  |  | N | 18036232.5
M2
| GFA |  |  |  | 97
| Coat/GFA (Vat % Prelim exclusive) |  |  |  | 185940.5412
| COST/UNIT |  |  |  | 9018116.25
| Net construction cost |  |  | 18036232.5
Add
| Prelims @ 5% |  |  | 901811.625
| Estimated total cost |  | N | 18938044.125
Add
| Vat @ 7.5% |  |  | 1420353.3094
20358397.4344
| COST/UNIT {_with prelim & vat } |  |  | 10179198.7172
| Cost/GFA {_with prelim & vat } |  |  | 209880.3859

## Cover page fence
FENCE

## Fence work
ELEMENT NR. 1
SITE CLEARANCE AND EARTHWORKS
D20: EXCAVATING AND FILLING
General Site Clearance
A | Excavate oversite to remove vegetable soil average 150mm deep. | 2021 | m2 | 200 | 404200
B | Excavate trench to receive foundation starting from stripped level and not exceeding 1.00m deep. | 1638 | m3 | 1900 | 3112200
C | Excavate pit for column bases starting from stripped level and not exceeding 1.50m deep. |  | m3 | 1900 | 0
E | Level and compact bottom of excavation to receive concrete in foundation. | 2730 | m2 | 600 | 1638000
E10: In situ concrete
Vibrated Concrete 1;3:6 in:
F | Foundation | 410 | m3 | 95000 | 38950000
SUBSTRUCTURE
| Carried to Summary |  |  | N | 44104400
Element Nr. 2
EXTERNAL WALL
E10: In situ concrete
F10: Brick/Block walling
Hollow sandcrete blockwork filled solid with vibrated concrete grade 15 and jointed in cement mortar
G | 150mm wall | 2964 | m2 | 10300 | 30529200
H | Wall piers (230 x 925mm) | 3483 | m2 | 10300 | 35874900
Vibrated Concrete 1;2:4 in:
Vibrated Reinforced Concrete (1:2:4 - 19mm aggregate) in columns and base
A | Column and bases |  | m3 | 95000 | 0
E30: Reinforcement for in situ concrete
High yield deformed bars to BS 4449 in lintels
B | 12mm diameter bars |  | kg | 1450 | 0
B | 16mm diameter bars |  | kg | 1450 | 0
C | 10mm diameter bars in links and stirrups |  | kg | 1450 | 0
E20: Formwork for in situ concrete
Sawn formwork to:
D | Sides of column and bases |  | m2 | 8500 | 0
EXTERNAL WALL
| Carried to Summary |  |  | N | 66404100
Element Nr. 3
FITTINGS AND FIXTURES
L30: Rails /Grills /Gates
B | Purpose made steel fabricated fence grill overall size 2800 x 2100 mm high including horizontal and vertical hollow pipes welded together and building in concrete work or block work.To include Concertiana barbwire, Y angle iron and painting. | 1161 | Nr | 70500 | 81850500
C | Allow provisional sum for electrical works in this section of work incuding accesso |  | sum |  | 2532000
FITTINGS AND FIXTURES
| Carried to Summary |  |  | N | 84382500
Element Nr. 4
WALL FINISHES
Internal work
M20: Plastered/Randered/Roughcast coatings
15mm thick cement and sand (1:4) smooth rendering to:
A | Walls | 9930 | m2 | 3500 | 34755000
B | ditto; columns and peirs |  | m2 | 3500 | 0
M60: Painting/Clear finishing
Prepare and apply two finishing coats of emulsion paint on:
C | Walls | 8754 | m2 | 2200 | 19258800
D | ditto; columns and peirs | 0 | m | 2200 | 0
M40: Stone/Concrete/Quarry/Ceramic/ Mosaic tiling
Approved ceramic wall tiles bedded and jointed in cement and sand (1:3) screeded backing (measured separately) and pointed in matching coloured cement.
E | Stone tiles | 1176 | m2 | 8500 | 9996000
M10: Sand cement beds /Concrete/Screeds/ backings
Cement and sand (1:3) in backings
F | 15mm screeded backings | 1176 | m2 | 4200 | 4939200
F | Ditto: tyrolene finish | 2901 | m2 | 1500 | 4351500
WALL FINISHES
| Carried to summary |  |  | N | 73300500
SUMMARY
| SUBSTRUCTURE |  |  | 44104400
| EXTERNAL WALLS |  |  | 66404100
| WALL FINISHES |  |  | 73300500
FENCE WORK
| Carried to General Summary |  |  | N | 183809000
M2
| GFA |  | 214
858920.5607
Coat/GFA (Vat % Prelim exclusive)
| COST/UNIT |  |  |  | 183809000
| Net construction cost |  |  | 183809000
Add
| Prelims @ 5% |  |  | 9190450
| Estimated total cost |  | N | 192999450
Add
| Vat @ 7.5% |  |  | 14474958.75
207474408.75
| COST/UNIT {_with prelim & vat } |  |  | 103737204.375
| Cost/GFA {_with prelim & vat } |  |  | #DIV/0!

## INFRASTRUCTURE
COST ANALYSIS FOR EXTERNAL WORKS AND INFRASTRUCTURE
45-65K
| COST PER M2 |  | 45000
1 | EXTERNAL WORK |  | AREA
TOTAL AREA OF BUILDINGS
A | 6 BD FULLY DETATCHED |  | 7629.29
B | 4 BD SM DETATCHED |  | 14364.19
C | 3 BD TERRACE |  | 14664.72
D | 3 BD BLOCK OF FLAT |  | 19239.64
E | 2 BD BLOCK OF FLAT |  | 10029.68
| TOTAL |  | 65927.52
AREA OF BUILDING PER UNIT
6 BD FULLY DETATCHED
| Area of site |  |  | 480
| total green area |  | 138.72
| total area of interlock |  | 53.74
| total |  | 192.46
| % for external work per unit |  |  | 40.0958
| total area of external work |  |  | 26436.9355
| Total cost external work |  |  | 1189662098.4
2 | INFRASTRUCTURE
| Total area of road & drainage |  | 56313.13
| Nr | 1924
| Area for parking lot/m2 | 15
| Total area for parking lot |  | 28860
| Total area for infrastruture |  | 85173.13
| Total cost external work |  |  | 3832790850

## General Summary
ITEM | DESCRIPTION | UNIT | AMOUNT PER BLK | AMOUNT PER UNIT | TOTAL AMOUNT
GENERAL SUMMARY
PRELIMINARIES
| 6 BEDROOM FULLY DETATCHED | 112 | 132394513.3973 | 132394513.3973 | 14828185500.5025
| 4 BEDROOM SEMI DETACHED | 52 | 196984041.6226 | 98492020.8113 | 5121585082.1874
| 3 BEDROOM TERRACE DUPLEX | 176 | 567758344.3971 | 70969793.0496 | 12490683576.7372
| 3 BEDROOM BLOCK OF FLAT | 210 | 368555923.0936 | 61425987.1823 | 12899457308.2774
| 2 BEDROOM BLOCK FLAT | 114 | 346206022.9841 | 57701003.8307 | 6577914436.6978
| SITE OFFICE |  |  |  | 22045604.9625
| GATE HOUSE | 2 |  | 20358397.4344 | 40716794.8687
| FENCE |  |  |  | 207474408.75
| TOTAL SUM |  |  |  | 52188062712.9837
| EXTERNAL WORKS |  |  |  | 1189662098.4
| INFRASTRUCTURE |  |  |  | 3832790850
| GRAND TOTAL ESTIMATE |  |  |  | 57210515661.3837